## Propane Boiler BAU ReOPT
Scenario | Full cost (25 year) | NPV savings (10 year) | REopt Results: | Select Technologies to Evaluate | Evaluation name | Site location (latitude, longitude) | PV & wind space available | Roofspace available (sq ft) | Electricity rate | Compensation type | Existing heating system fuel type | Annual existing heating system fuel cost ($/gallon) | Upload typical electric load profile | Year of load profile | Upload typical heating load profile | Space heating load percent of total heating load (%) | Year of load profile | Existing heating system efficiency (% HHV-basis) | Analysis period (years) | Host discount rate, nominal (%) | Electricity cost escalation rate, nominal (%/year) | Existing heating system fuel cost escalation rate, nominal (%/year) | Host effective tax rate (%) | Emissions | Size class | System capital cost ($/kW-DC) | Array type | Array azimuth (deg) | Array tilt (deg) | Federal Incentive based on percentage of cost (%) | MACRS schedule | MACRS bonus depreciation | REopt Results: | Optimized PV size (kW) | Optimized ASHP size (tonnes) | Potential Life Cycle Savings | Avg. Annual Grid Serving Load (kWh) | Avg. Annual Grid Charging Battery (kWh) | Avg. Annual Grid Total Electricity Consumed (kWh) | Avg. Annual PV Serving Load (kWh) | Avg. Annual PV Charging Battery (kWh) | Avg. Annual PV Exported to Grid (kWh) | Avg. Annual PV Curtailment (kWh) | Avg. Annual PV Total Electricity Produced (kWh) | Avg. Annual Battery Serving Load (kWh) | BAU Average Annual Energy Supplied from Grid (kWh) | System Average Annual Energy Supplied from Grid (kWh) | Difference in Avg. Annual Energy Supplied from Grid | w/PV Annual Renewable Electricity (% of electricity consumed) | PV Avoided CO2e Emissions throughout Analysis Period | BAU Total Year 1 Elec Cost - Pre-Tax | Total Year 1 Elec Cost - Pre-Tax | Difference Total Year 1 Elec Cost | BAU Total Full Period Elec Cost | Optimized Total Full Period Elec Cost | Difference in Full Period Utility Cost | BAUTotal Life Cycle Costs | Total Life Cycle Costs | Net Present Value | Payback Period for PV /Battery (yrs)
Broken controls propane boiler, full cost |  |  | Broken controls propane boiler, full cost ¦ REopt Web Tool ¦ REopt Energy Integration & Optimization ¦ NLR | PV (but roofspace 0) | Broken controls propane boiler, full cost | 47.85212, -122.56923 | Roofspace only | 0 | PSE: 24 (General Service - Three Phase) | No compensation for exports | propane | 2.01 | https://drive.google.com/file/d/1Xl5WOtWsJzfbC-Y8nCxkp4Y4Mozirc_L/view?usp=drive_link | 2024 | https://drive.google.com/file/d/12MjGV739OVxdOUym7sn516wQM4dv51MR/view?usp=drive_link | 100 | 2024 | 83.07 | 25 | 2.5 | 6 | 7.8 | 0 | - | Small Commercial | 2220 | Rooftop, Fixed | 335.4 | 10.7 | 0 | No MACRS | 0% | Broken controls propane boiler, full cost ¦ REopt Web Tool ¦ REopt Energy Integration & Optimization ¦ NLR | [17 empty] | 355438 | 355438 |  |  |  |  | 916753 | 916753
Broken controls propane boiler, free capital |  |  | Broken controls propane boiler, free capital ¦ REopt Web Tool ¦ REopt Energy Integration & Optimization ¦ NLR | PV (but roofspace 0) | Broken controls propane boiler, free capital | 47.85212, -122.56923 | Roofspace only | 0 | PSE: 24 (General Service - Three Phase) | No compensation for exports | propane | 2.01 | https://drive.google.com/file/d/1Xl5WOtWsJzfbC-Y8nCxkp4Y4Mozirc_L/view?usp=drive_link | 2024 | https://drive.google.com/file/d/12MjGV739OVxdOUym7sn516wQM4dv51MR/view?usp=drive_link | 100 | 2024 | 83.07 | 10 | 2.5 | 6 | 7.8 | 0 | - | Small Commercial | 0 | Rooftop, Fixed | 335.4 | 10.7 | 0 | No MACRS | 0% | Broken controls propane boiler, free capital ¦ REopt Web Tool ¦ REopt Energy Integration & Optimization ¦ NLR | [17 empty] | 107850 | 107850 |  |  |  |  | 316497 | 316497
Fixed controls propane boiler, full cost |  |  | Fixed controls propane boiler, full cost ¦ REopt Web Tool ¦ REopt Energy Integration & Optimization ¦ NLR | PV (but roofspace 0) | Broken controls propane boiler, full cost | 47.85212, -122.56923 | Roofspace only | 0 | PSE: 24 (General Service - Three Phase) | No compensation for exports | propane | 2.01 | https://drive.google.com/file/d/1Xl5WOtWsJzfbC-Y8nCxkp4Y4Mozirc_L/view?usp=drive_link | 2024 | https://drive.google.com/file/d/12MjGV739OVxdOUym7sn516wQM4dv51MR/view?usp=drive_link | 100 | 2024 | 83.07 | 25 | 2.5 | 6 | 7.8 | 0 | - | Small Commercial | 2220 | Rooftop, Fixed | 335.4 | 10.7 | 0 | No MACRS | 0% | Fixed controls propane boiler, full cost ¦ REopt Web Tool ¦ REopt Energy Integration & Optimization ¦ NLR | [17 empty] | 355438 | 355438 |  |  |  |  | 881918 | 881918
Fixed controls propane boiler, free capital |  |  | Fixed controls propane boiler, free capital ¦ REopt Web Tool ¦ REopt Energy Integration & Optimization ¦ NLR | PV (but roofspace 0) | Broken controls propane boiler, free capital | 47.85212, -122.56923 | Roofspace only | 0 | PSE: 24 (General Service - Three Phase) | No compensation for exports | propane | 2.01 | https://drive.google.com/file/d/1Xl5WOtWsJzfbC-Y8nCxkp4Y4Mozirc_L/view?usp=drive_link | 2024 | https://drive.google.com/file/d/12MjGV739OVxdOUym7sn516wQM4dv51MR/view?usp=drive_link | 100 | 2024 | 83.07 | 10 | 2.5 | 6 | 7.8 | 0 | - | Small Commercial | 0 | Rooftop, Fixed | 335.4 | 10.7 | 0 | No MACRS | 0% | Fixed controls propane boiler, free capital ¦ REopt Web Tool ¦ REopt Energy Integration & Optimization ¦ NLR | [17 empty] | 107850 | 107850 |  |  |  |  | 303549 | 303549

## LT Heat Pumps
Scenario | Neither | Net metering | Net billing | No PV | CEC & EC PV | Full cost (25 year) | NPV savings (10 year) | REopt Results: | Select Technologies to Evaluate | Air-Source Heat Pump configuration | Evaluation name | Site location (latitude, longitude) | PV & wind space available | Roofspace available (sq ft) | Electricity rate | Compensation type | Net metering system size limit (kW) | Net billing compensation for all exports ($/kWh) | Existing heating system fuel type | Annual existing heating system fuel cost ($/gallon) | Upload typical electric load profile | Year of load profile | Upload typical heating load profile | Space heating load percent of total heating load (%) | Year of load profile | Existing heating system efficiency (% HHV-basis) | Analysis period (years) | Host discount rate, nominal (%) | Electricity cost escalation rate, nominal (%/year) | Existing heating system fuel cost escalation rate, nominal (%/year) | Host effective tax rate (%) | Emissions | Size class | System capital cost ($/kW-DC) | Array type | Array azimuth (deg) | Array tilt (deg) | Federal Incentive based on percentage of cost (%) | MACRS schedule | MACRS bonus depreciation | Energy capacity cost ($/kWh) | Power capacity cost ($/kW) | Constant cost ($) | Minimum energy capacity (kWh) | Maximum energy capacity (kWh) | Energy capacity replacement cost ($/kWh) | Power capacity replacement cost ($/kWh) | Constant replacement cost ($) | Minimum power capacity (kW) | Maximum power capacity (kW) | Federal Incentive based on percentage of cost (%) | MACRS schedule | MACRS bonus depreciation | Total installed cost ($/ton) | Upload COP Table | Heat pump capacity sizing factor | Resistive heating back-up temperature threshold (°F) | MACRS schedule | MACRS bonus depreciation | REopt Results: | Optimized PV size (kW) | Optimized ASHP size (tonnes) | Optimized Battery Power and Capacity (kW/kWh) | Potential Life Cycle Savings | Avg. Annual Grid Serving Load (kWh) | Avg. Annual Grid Charging Battery (kWh) | Avg. Annual Grid Total Electricity Consumed (kWh) | Avg. Annual PV Serving Load (kWh) | Avg. Annual PV Charging Battery (kWh) | Avg. Annual PV Exported to Grid (kWh) | Avg. Annual PV Curtailment (kWh) | Avg. Annual PV Total Electricity Produced (kWh) | Avg. Annual Battery Serving Load (kWh) | BAU Average Annual Energy Supplied from Grid (kWh) | System Average Annual Energy Supplied from Grid (kWh) | Difference in Avg. Annual Energy Supplied from Grid | Annual Renewable Electricity (% of electricity consumed) | BAU Total Year 1 Elec Cost - Pre-Tax | Total Year 1 Elec Cost - Pre-Tax | Difference Total Year 1 Elec Cost | BAU Total Full Period Elec Cost | PV Total Full Period Elec Cost | Difference in Full Period Utility Cost | BAU Total Life Cycle Costs | PV/Battery Total Life Cycle Costs | Difference in Total life cycle costs | w/PV/ Battery Net Present Value | Payback Period for PV /Battery (yrs)
LT Heat Pumps, no PV, full cost | [7 empty] | LT Heat Pumps, no PV, full cost | ASHP | 2: Full replacement heating | LT Heat Pumps, no PV, full cost | 47.85212, -122.56923 | Roofspace only | 8000 | PSE: 25 | N/A | - | - | propane | 2.01 | https://drive.google.com/file/d/1Xl5WOtWsJzfbC-Y8nCxkp4Y4Mozirc_L/view?usp=drive_link | 2024 | https://drive.google.com/file/d/12MjGV739OVxdOUym7sn516wQM4dv51MR/view?usp=drive_link | 100 | 2024 | 83.07 | 25 | 2.5 | 6 | 7.8 | 0 | - | - | - | - | - | - | - | - | - | - | - | - | - | - | - | - | - | - | - | - | - | - | 0 | https://drive.google.com/file/d/1jrpu40DzxTFYY6LiD8LJLWmYTYBMVds2/view?usp=drive_link | 1 | 10 | No MACRS | 0% | LT Heat Pumps, no PV, full cost | - | 35 | - | -86028 | - | - | - | - | - | - | - | - | - | 44197 | 132850 | 88653 | 0% | 8394 | 23773 | 15379 | 334284 | 946792 | 612508 | 860764 | 946792 | 86028 | -86028 | 0
LT Heat Pumps, no PV, free capital | [7 empty] | LT Heat Pumps, no PV, free capital | ASHP | 2: Full replacement heating | LT Heat Pumps, no PV, free capital | 47.85212, -122.56923 | Roofspace only | 8000 | PSE: 25 | N/A | - | - | propane | 2.01 | https://drive.google.com/file/d/1Xl5WOtWsJzfbC-Y8nCxkp4Y4Mozirc_L/view?usp=drive_link | 2024 | https://drive.google.com/file/d/12MjGV739OVxdOUym7sn516wQM4dv51MR/view?usp=drive_link | 100 | 2024 | 83.07 | 10 | 2.5 | 6 | 7.8 | 0 | - | - | - | - | - | - | - | - | - | - | - | - | - | - | - | - | - | - | - | - | - | - | 0 | https://drive.google.com/file/d/1jrpu40DzxTFYY6LiD8LJLWmYTYBMVds2/view?usp=drive_link | 1 | 10 | No MACRS | 0% | LT Heat Pumps, no PV, free capital | - | 35 | - | 9846 | - | - | - | - | - | - | - | - | - | 44197 | 132850 | 88653 | 0% | 8394 | 23773 | 15379 | 101431 | 287284 | 185853 | 297130 | 287284 | -9846 | 9846 | 0
LT Heat Pumps, net metering, full cost | [7 empty] | LT Heat Pumps, net metering, full cost | ASHP, PV | 2: Full replacement heating | LT Heat Pumps, net metering, full cost | 47.85212, -122.56923 | Roofspace only | 8000 | PSE: 25 | Net metering | 100 | - | propane | 2.01 | https://drive.google.com/file/d/1Xl5WOtWsJzfbC-Y8nCxkp4Y4Mozirc_L/view?usp=drive_link | 2024 | https://drive.google.com/file/d/12MjGV739OVxdOUym7sn516wQM4dv51MR/view?usp=drive_link | 100 | 2024 | 83.07 | 25 | 2.5 | 6 | 7.8 | 0 | - | Small Commercial | 2220 | Rooftop, Fixed | 335.4 | 10.7 | 0 | No MACRS | 0% | - | - | - | - | - | - | - | - | - | - | - | - | - | 0 | https://drive.google.com/file/d/1jrpu40DzxTFYY6LiD8LJLWmYTYBMVds2/view?usp=drive_link | 1 | 10 | No MACRS | 0% | LT Heat Pumps, net metering, full cost | 80 | 35 | - | 74069 | 105036 | 0 | 105036 | 27815 | 0 | 34023 | 0 | 61838 | - | 44197 | 105036 | 60839 | 47% | 8394 | 13988 | 5594 | 334284 | 557095 | 222811 | 860764 | 786695 | -74069 | 74069 | 13.88
LT Heat Pumps, net metering, free capital | [7 empty] | LT Heat Pumps, net metering, free capital | ASHP, PV | 2: Full replacement heating | LT Heat Pumps, net metering, free capital | 47.85212, -122.56923 | Roofspace only | 8000 | PSE: 25 | Net metering | 100 | - | propane | 2.01 | https://drive.google.com/file/d/1Xl5WOtWsJzfbC-Y8nCxkp4Y4Mozirc_L/view?usp=drive_link | 2024 | https://drive.google.com/file/d/12MjGV739OVxdOUym7sn516wQM4dv51MR/view?usp=drive_link | 100 | 2024 | 83.07 | 10 | 2.5 | 6 | 7.8 | 0 | - | Small Commercial | 0 | Rooftop, Fixed | 335.4 | 10.7 | 0 | No MACRS | 0% | - | - | - | - | - | - | - | - | - | - | - | - | - | 0 | https://drive.google.com/file/d/1jrpu40DzxTFYY6LiD8LJLWmYTYBMVds2/view?usp=drive_link | 1 | 10 | No MACRS | 0% | LT Heat Pumps, net metering, free capital | 80 | 35 | - | 112478 | 104535 | 0 | 104535 | 28315 | 0 | 36325 | 0 | 64641 | - | 44197 | 104535 | 60338 | 49% | 8394 | 13559 | 5165 | 101431 | 163852 | 62421 | 297130 | 184652 | -112478 | 112478 | 0
LT Heat Pumps, net billing, full cost | [7 empty] | LT Heat Pumps, net billing, full cost | ASHP, PV | 2: Full replacement heating | LT Heat Pumps, net billing, full cost | 47.85212, -122.56923 | Roofspace only | 8000 | PSE: 25 | Net billing | - | 0.06713 | propane | 2.01 | https://drive.google.com/file/d/1Xl5WOtWsJzfbC-Y8nCxkp4Y4Mozirc_L/view?usp=drive_link | 2024 | https://drive.google.com/file/d/12MjGV739OVxdOUym7sn516wQM4dv51MR/view?usp=drive_link | 100 | 2024 | 83.07 | 25 | 2.5 | 6 | 7.8 | 0 | - | Small Commercial | 2220 | Rooftop, Fixed | 335.4 | 10.7 | 0 | No MACRS | 0% | - | - | - | - | - | - | - | - | - | - | - | - | - | 0 | https://drive.google.com/file/d/1jrpu40DzxTFYY6LiD8LJLWmYTYBMVds2/view?usp=drive_link | 1 | 10 | No MACRS | 0% | LT Heat Pumps, net billing, full cost | 55 | 35 | - | -33927 | 109169 | 0 | 109169 | 23682 | 0 | 18814 | 0 | 42496 | - | 44197 | 109169 | 64972 | 32% | 8394 | 18503 | 10109 | 334284 | 736908 | 402624 | 860764 | 894691 | 33927 | -33927 | 0
LT Heat Pumps, net billing, free capital | [7 empty] | LT Heat Pumps, net billing, free capital | ASHP, PV | 2: Full replacement heating | LT Heat Pumps, net billing, free capital | 47.85212, -122.56923 | Roofspace only | 8000 | PSE: 25 | Net billing | - | 0.06713 | propane | 2.01 | https://drive.google.com/file/d/1Xl5WOtWsJzfbC-Y8nCxkp4Y4Mozirc_L/view?usp=drive_link | 2024 | https://drive.google.com/file/d/12MjGV739OVxdOUym7sn516wQM4dv51MR/view?usp=drive_link | 100 | 2024 | 83.07 | 10 | 2.5 | 6 | 7.8 | 0 | - | Small Commercial | 0 | Rooftop, Fixed | 335.4 | 10.7 | 0 | No MACRS | 0% | - | - | - | - | - | - | - | - | - | - | - | - | - | 0 | https://drive.google.com/file/d/1jrpu40DzxTFYY6LiD8LJLWmYTYBMVds2/view?usp=drive_link | 1 | 10 | No MACRS | 0% | LT Heat Pumps, net billing, free capital | 80 | 35 | - | 76572 | 104535 | 0 | 104535 | 28315 | 0 | 36325 | 0 | 64640 | - | 44197 | 104535 | 60338 | 49% | 8394 | 16530 | 8136 | 101431 | 199758 | 98327 | 297130 | 220558 | -76572 | 76572 | 0
Peak demand: 51.0 kW
LTHP Sims done 5.18.26 (Marion)
|  | Added Life Cycle Cost | Year 1 Added Elec Cost | Annual %
LT Heat Pumps, no PV, full cost | No PV, Full cost | 86028 | 15379 | 0%
LT Heat Pumps, no PV, free capital | No PV, NPV | -9846 | 15379 | 0%
LT Heat Pumps, net metering, full cost | Net metering, Full cost | -74069 | 5594 | 47%
LT Heat Pumps, net metering, free capital | Net metering, NPV | -112478 | 5165 | 49%
LT Heat Pumps, net billing, full cost | Net billing, Full cost | 33927 | 10109 | 32%
LT Heat Pumps, net billing, free capital | Net billing, NPV | -76572 | 8136 | 49%
|  | Added Life Cycle Cost | Year 1 Added Elec Cost | Annual % | Life Cycle Cost
| Propane: Fixed Controls |  |  |  | 860764
LT Heat Pumps, no PV, full cost | No PV | 86028 | 15379 | 0% | 946792
LT Heat Pumps, net metering, full cost | Net metering | -74069 | 5594 | 47% | 786695
LT Heat Pumps, net billing, full cost | Net billing | 33927 | 10109 | 32% | 894691
|  | Added Life Cycle Cost | Year 1 Added Elec Cost | Annual % | Life Cycle Cost
| Fixed Controls |  |  |  | 297130
LT Heat Pumps, no PV, full cost | No PV | -9846 | 15379 | 0% | 287284
LT Heat Pumps, net metering, full cost | Net metering | -112478 | 5165 | 49% | 184652
LT Heat Pumps, net billing, full cost | Net billing | -76572 | 8136 | 49% | 220558

## HT Heat Pumps
Scenario | Neither | Net metering | Net billing | No PV | CEC & EC PV | Full cost (25 year) | NPV savings (10 year) | REopt Results: | Select Technologies to Evaluate | Air-Source Heat Pump configuration | Evaluation name | Site location (latitude, longitude) | PV & wind space available | Roofspace available (sq ft) | Electricity rate | Compensation type | Net metering system size limit (kW) | Net billing compensation for all exports ($/kWh) | Existing heating system fuel type | Annual existing heating system fuel cost ($/gallon) | Upload typical electric load profile | Year of load profile | Upload typical heating load profile | Space heating load percent of total heating load (%) | Year of load profile | Existing heating system efficiency (% HHV-basis) | Analysis period (years) | Host discount rate, nominal (%) | Electricity cost escalation rate, nominal (%/year) | Existing heating system fuel cost escalation rate, nominal (%/year) | Host effective tax rate (%) | Emissions | Size class | System capital cost ($/kW-DC) | Array type | Array azimuth (deg) | Array tilt (deg) | Federal Incentive based on percentage of cost (%) | MACRS schedule | MACRS bonus depreciation | Energy capacity cost ($/kWh) | Power capacity cost ($/kW) | Constant cost ($) | Minimum energy capacity (kWh) | Maximum energy capacity (kWh) | Energy capacity replacement cost ($/kWh) | Power capacity replacement cost ($/kWh) | Constant replacement cost ($) | Minimum power capacity (kW) | Maximum power capacity (kW) | Federal Incentive based on percentage of cost (%) | MACRS schedule | MACRS bonus depreciation | Total installed cost ($/ton) | Upload COP Table | Heat pump capacity sizing factor | Resistive heating back-up temperature threshold (°F) | MACRS schedule | MACRS bonus depreciation | REopt Results: | Optimized PV size (kW) | Optimized ASHP size (tonnes) | Potential Life Cycle Savings | Avg. Annual Grid Serving Load (kWh) | Avg. Annual Grid Charging Battery (kWh) | Avg. Annual Grid Total Electricity Consumed (kWh) | Avg. Annual PV Serving Load (kWh) | Avg. Annual PV Charging Battery (kWh) | Avg. Annual PV Exported to Grid (kWh) | Avg. Annual PV Curtailment (kWh) | Avg. Annual PV Total Electricity Produced (kWh) | Avg. Annual Battery Serving Load (kWh) | BAU Average Annual Energy Supplied from Grid (kWh) | System Average Annual Energy Supplied from Grid (kWh) | Difference in Avg. Annual Energy Supplied from Grid | w/PV Annual Renewable Electricity (% of electricity consumed) | BAU Total Year 1 Elec Cost - Pre-Tax | Total Year 1 Elec Cost - Pre-Tax | Difference Total Year 1 Elec Cost | BAU Total Full Period Elec Cost | Optimized Total Full Period Elec Cost | Difference in Full Period Utility Cost | BAUTotal Life Cycle Costs | Total Life Cycle Costs |  | Net Present Value | Payback Period for PV /Battery (yrs)
HT Heat Pumps, no PV, full cost | [7 empty] | HT Heat Pumps, no PV, full cost ¦ REopt Web Tool ¦ REopt Energy Integration & Optimization ¦ NLR | ASHP | 2: Full replacement heating | HT Heat Pumps, no PV, full cost | 47.85212, -122.56923 | Roofspace only | 8000 | PSE: 25 | N/A | - | - | propane | 2.01 | https://drive.google.com/file/d/1Xl5WOtWsJzfbC-Y8nCxkp4Y4Mozirc_L/view?usp=drive_link | 2024 | https://drive.google.com/file/d/12MjGV739OVxdOUym7sn516wQM4dv51MR/view?usp=drive_link | 100 | 2024 | 83.07 | 25 | 2.5 | 6 | 7.8 | 0 | - | - | - | - | - | - | - | - | - | - | - | - | - | - | - | - | - | - | - | - | - | - | 0 | https://drive.google.com/file/d/16UAUdtQOC8qioWbnM096MsZ4fLvZ1Viy/view?usp=drive_link | 1 | 30 | No MACRS | 0% | HT Heat Pumps, no PV, full cost ¦ REopt Web Tool ¦ REopt Energy Integration & Optimization ¦ NLR | 0 | 38 | -322823 | 166778 | 0 | 166778 | 0 | 0 | 0 | 0 | 0 | 0 | 44197 | 166778 | 122581 | 0% | 8394 | 29719 | 21326 | 334284 | 1183586 | 849302 | 860764 | 1183586 | 322822 | -322822
HT Heat Pumps, no PV, free capital | [7 empty] | HT Heat Pumps, no PV, free capital ¦ REopt Web Tool ¦ REopt Energy Integration & Optimization ¦ NLR | ASHP | 2: Full replacement heating | HT Heat Pumps, no PV, free capital | 47.85212, -122.56923 | Roofspace only | 8000 | PSE: 25 | N/A | - | - | propane | 2.01 | https://drive.google.com/file/d/1Xl5WOtWsJzfbC-Y8nCxkp4Y4Mozirc_L/view?usp=drive_link | 2024 | https://drive.google.com/file/d/12MjGV739OVxdOUym7sn516wQM4dv51MR/view?usp=drive_link | 100 | 2024 | 83.07 | 10 | 2.5 | 6 | 7.8 | 0 | - | - | - | - | - | - | - | - | - | - | - | - | - | - | - | - | - | - | - | - | - | - | 0 | https://drive.google.com/file/d/16UAUdtQOC8qioWbnM096MsZ4fLvZ1Viy/view?usp=drive_link | 1 | 30 | No MACRS | 0% | HT Heat Pumps, no PV, free capital ¦ REopt Web Tool ¦ REopt Energy Integration & Optimization ¦ NLR | 0 | 38 | -62004 | 166778 | 0 | 166778 | 0 | 0 | 0 | 0 | 0 | 0 | 44197 | 166778 | 122581 | 0% | 8394 | 29719 | 21325 | 101431 | 359134 | 257703 | 297130 | 359134 | 62004 | -62004
HT Heat Pumps, net metering, full cost | [7 empty] | HT Heat Pumps, net metering, Full cost ¦ REopt Web Tool ¦ REopt Energy Integration & Optimization ¦ NLR | ASHP, PV | 2: Full replacement heating | HT Heat Pumps, net metering, full cost | 47.85212, -122.56923 | Roofspace only | 8000 | PSE: 25 | Net metering | 100 | - | propane | 2.01 | https://drive.google.com/file/d/1Xl5WOtWsJzfbC-Y8nCxkp4Y4Mozirc_L/view?usp=drive_link | 2024 | https://drive.google.com/file/d/12MjGV739OVxdOUym7sn516wQM4dv51MR/view?usp=drive_link | 100 | 2024 | 83.07 | 25 | 2.5 | 6 | 7.8 | 0 | - | Small Commercial | 2220 | Rooftop, Fixed | 335.4 | 10.7 | 0 | No MACRS | 0% | - | - | - | - | - | - | - | - | - | - | - | - | - | 0 | https://drive.google.com/file/d/16UAUdtQOC8qioWbnM096MsZ4fLvZ1Viy/view?usp=drive_link | 1 | 30 | No MACRS | 0% | HT Heat Pumps, net metering, Full cost ¦ REopt Web Tool ¦ REopt Energy Integration & Optimization ¦ NLR | 80 | 38 | -165234 | 136956 | 0 | 136956 | 29822 | 0 | 32016 | 0 | 61838 | 0 | 44197 | 136956 | 92759 | 37% | 8394 | 19997 | 11603 | 334284 | 796398 | 462113 | 860764 | 1025998 | 165234 | -165234
HT Heat Pumps, net metering, free capital | [7 empty] | HT Heat Pumps, net metering, free capital ¦ REopt Web Tool ¦ REopt Energy Integration & Optimization ¦ NLR | ASHP, PV | 2: Full replacement heating | HT Heat Pumps, net metering, free capital | 47.85212, -122.56923 | Roofspace only | 8000 | PSE: 25 | Net metering | 100 | - | propane | 2.01 | https://drive.google.com/file/d/1Xl5WOtWsJzfbC-Y8nCxkp4Y4Mozirc_L/view?usp=drive_link | 2024 | https://drive.google.com/file/d/12MjGV739OVxdOUym7sn516wQM4dv51MR/view?usp=drive_link | 100 | 2024 | 83.07 | 10 | 2.5 | 6 | 7.8 | 0 | - | Small Commercial | 0 | Rooftop, Fixed | 335.4 | 10.7 | 0 | No MACRS | 0% | - | - | - | - | - | - | - | - | - | - | - | - | - | 0 | https://drive.google.com/file/d/16UAUdtQOC8qioWbnM096MsZ4fLvZ1Viy/view?usp=drive_link | 1 | 30 | No MACRS | 0% | HT Heat Pumps, net metering, free capital ¦ REopt Web Tool ¦ REopt Energy Integration & Optimization ¦ NLR | 80 | 38 | 39866 | 136352 | 0 | 136352 | 30426 | 0 | 34215 | 0 | 64641 | 0 | 44197 | 136352 | 92155 | 39% | 8394 | 19568 | 11174 | 101431 | 236464 | 135033 | 297130 | 257264 | -39866 | 39866
HT Heat Pumps, net billing, full cost | [7 empty] | HT Heat Pumps, net billing, full cost ¦ REopt Web Tool ¦ REopt Energy Integration & Optimization ¦ NLR | ASHP, PV | 2: Full replacement heating | HT Heat Pumps, net billing, full cost | 47.85212, -122.56923 | Roofspace only | 8000 | PSE: 25 | Net billing | - | 0.06713 | propane | 2.01 | https://drive.google.com/file/d/1Xl5WOtWsJzfbC-Y8nCxkp4Y4Mozirc_L/view?usp=drive_link | 2024 | https://drive.google.com/file/d/12MjGV739OVxdOUym7sn516wQM4dv51MR/view?usp=drive_link | 100 | 2024 | 83.07 | 25 | 2.5 | 6 | 7.8 | 0 | - | Small Commercial | 2220 | Rooftop, Fixed | 335.4 | 10.7 | 0 | No MACRS | 0% | - | - | - | - | - | - | - | - | - | - | - | - | - | 0 | https://drive.google.com/file/d/16UAUdtQOC8qioWbnM096MsZ4fLvZ1Viy/view?usp=drive_link | 1 | 30 | No MACRS | 0% | HT Heat Pumps, net billing, full cost ¦ REopt Web Tool ¦ REopt Energy Integration & Optimization ¦ NLR | 66 | 38 | -268592 | 139510 | 0 | 139510 | 27268 | 0 | 23752 | 0 | 51020 | 0 | 44197 | 139510 | 95313 | 31% | 8394 | 23601 | 15207 | 334284 | 939924 | 605640 | 860764 | 1129356 | 268592 | -268592
HT Heat Pumps, net billing, free capital | [7 empty] | HT Heat Pumps, net billing, free capital ¦ REopt Web Tool ¦ REopt Energy Integration & Optimization ¦ NLR | ASHP, PV | 2: Full replacement heating | HT Heat Pumps, net billing, free capital | 47.85212, -122.56923 | Roofspace only | 8000 | PSE: 25 | Net billing | - | 0.06713 | propane | 2.01 | https://drive.google.com/file/d/1Xl5WOtWsJzfbC-Y8nCxkp4Y4Mozirc_L/view?usp=drive_link | 2024 | https://drive.google.com/file/d/12MjGV739OVxdOUym7sn516wQM4dv51MR/view?usp=drive_link | 100 | 2024 | 83.07 | 10 | 2.5 | 6 | 7.8 | 0 | - | Small Commercial | 0 | Rooftop, Fixed | 335.4 | 10.7 | 0 | No MACRS | 0% | - | - | - | - | - | - | - | - | - | - | - | - | - | 0 | https://drive.google.com/file/d/16UAUdtQOC8qioWbnM096MsZ4fLvZ1Viy/view?usp=drive_link | 1 | 30 | No MACRS | 0% | HT Heat Pumps, net billing, free capital ¦ REopt Web Tool ¦ REopt Energy Integration & Optimization ¦ NLR | 80 | 38 | 6047 | 136352 | 0 | 136352 | 30426 | 0 | 34215 | 0 | 64641 | 0 | 44197 | 136352 | 92155 | 39% | 8394 | 22366 | 13972 | 101431 | 270283 | 168852 | 297130 | 291084 | -6046 | 6046
Peak demand: 66.9 kW

## Electric Boiler
Scenario | Neither | Net metering | Net billing | No PV | CEC & EC PV | Full cost (25 year) | NPV savings (10 year) | REopt Results: | Select Technologies to Evaluate | Air-Source Heat Pump configuration | Evaluation name | Site location (latitude, longitude) | PV & wind space available | Roofspace available (sq ft) | Electricity rate | Compensation type | Net metering system size limit (kW) | Net billing compensation for all exports ($/kWh) | Existing heating system fuel type | Annual existing heating system fuel cost ($/gallon) | Upload typical electric load profile | Year of load profile | Upload typical heating load profile | Space heating load percent of total heating load (%) | Year of load profile | Existing heating system efficiency (% HHV-basis) | Analysis period (years) | Host discount rate, nominal (%) | Electricity cost escalation rate, nominal (%/year) | Existing heating system fuel cost escalation rate, nominal (%/year) | Host effective tax rate (%) | Emissions | Size class | System capital cost ($/kW-DC) | Array type | Array azimuth (deg) | Array tilt (deg) | Federal Incentive based on percentage of cost (%) | MACRS schedule | MACRS bonus depreciation | Energy capacity cost ($/kWh) | Power capacity cost ($/kW) | Constant cost ($) | Minimum energy capacity (kWh) | Maximum energy capacity (kWh) | Energy capacity replacement cost ($/kWh) | Power capacity replacement cost ($/kWh) | Constant replacement cost ($) | Minimum power capacity (kW) | Maximum power capacity (kW) | Federal Incentive based on percentage of cost (%) | MACRS schedule | MACRS bonus depreciation | Total installed cost ($/ton) | Upload COP Table | Heat pump capacity sizing factor | Resistive heating back-up temperature threshold (°F) | MACRS schedule | MACRS bonus depreciation | REopt Results: | Optimized PV size (kW) | Optimized ASHP size (tonnes) | Optimized Battery Power and Capacity (kW/kWh) | Potential Life Cycle Savings | Avg. Annual Grid Serving Load (kWh) | Avg. Annual Grid Charging Battery (kWh) | Avg. Annual Grid Total Electricity Consumed (kWh) | Avg. Annual PV Serving Load (kWh) | Avg. Annual PV Charging Battery (kWh) | Avg. Annual PV Exported to Grid (kWh) | Avg. Annual PV Curtailment (kWh) | Avg. Annual PV Total Electricity Produced (kWh) | Avg. Annual Battery Serving Load (kWh) | BAU Average Annual Energy Supplied from Grid (kWh) | New System Average Annual Energy Supplied from Grid (kWh) | Difference in Avg. Annual Energy Supplied from Grid | Annual Renewable Electricity (% of electricity consumed) | Avoided CO2e Emissions throughout Analysis Period | BAU Total Year 1 Elec Cost - Pre-Tax | New Total Year 1 Elec Cost - Pre-Tax | Difference Total Year 1 Elec Cost | BAU Total Full Period Elec Cost | New Total Full Period Elec Cost | Difference in Full Period Utility Cost | BAU Total Life Cycle Costs | New Total Life Cycle Costs | Difference in Total life cycle costs | New System Net Present Value | Payback Period for PV/ASHP (yrs)
Electric Boiler, no PV, full cost | [7 empty] | Electric Boiler, no PV, full cost ¦ REopt Web Tool ¦ REopt Energy | ASHP | 2: Full replacement heating | Electric Boiler, no PV, full cost | 47.85212, -122.56923 | Roofspace only | 8000 | PSE: 25 | N/A | - | - | propane | 2.01 | https://drive.google.com/file/d/1Xl5WOtWsJzfbC-Y8nCxkp4Y4Mozirc_L/view?usp=drive_link | 2024 | https://drive.google.com/file/d/12MjGV739OVxdOUym7sn516wQM4dv51MR/view?usp=drive_link | 100 | 2024 | 83.07 | 25 | 2.5 | 6 | 7.8 | 0 | - | - | - | - | - | - | - | - | - | - | - | - | - | - | - | - | - | - | - | - | - | - | 0 | https://drive.google.com/file/d/1ierMR5pp-9e4Oh1RndrdR-TIpi-DdJ91/view?usp=drive_link | 1 | 10 | No MACRS | 0% | Electric Boiler, no PV, full cost ¦ REopt Web Tool ¦ REopt Energy | - | 26 | - | -913453 | - | - | - | - | - | - | - | - | - | 44197 | 249593 | 205396 | 0% | 1137 | 8394 | 44550 | 36156 | 334284 | 1774216 | 1439932 | 860764 | 1774216 | 913453 | -913453 | 0
Electric Boiler, no PV, free capital | [7 empty] | Electric Boiler, no PV, free capital ¦ REopt Web Tool ¦ REopt Energy | ASHP | 2: Full replacement heating | Electric Boiler, no PV, free capital | 47.85212, -122.56923 | Roofspace only | 8000 | PSE: 25 | N/A | - | - | propane | 2.01 | https://drive.google.com/file/d/1Xl5WOtWsJzfbC-Y8nCxkp4Y4Mozirc_L/view?usp=drive_link | 2024 | https://drive.google.com/file/d/12MjGV739OVxdOUym7sn516wQM4dv51MR/view?usp=drive_link | 100 | 2024 | 83.07 | 10 | 2.5 | 6 | 7.8 | 0 | - | - | - | - | - | - | - | - | - | - | - | - | - | - | - | - | - | - | - | - | - | - | 0 | https://drive.google.com/file/d/1ierMR5pp-9e4Oh1RndrdR-TIpi-DdJ91/view?usp=drive_link | 1 | 10 | No MACRS | 0% | Electric Boiler, no PV, free capital ¦ REopt Web Tool ¦ REopt Energy | - | 26 | - | -241218 | - | - | - | - | - | - | - | - | - | 44197 | 249593 | 205396 | 0% | 434 | 8394 | 44550 | 36156 | 101431 | 538348 | 436917 | 297130 | 538348 | 241218 | -241218 | 0
Electric Boiler, net metering, full cost | [7 empty] | Electric Boiler, net metering, full cost ¦ REopt Web Tool ¦ REopt Energy | ASHP, PV | 2: Full replacement heating | Electric Boiler, net metering, full cost | 47.85212, -122.56923 | Roofspace only | 8000 | PSE: 25 | Net metering | 100 | - | propane | 2.01 | https://drive.google.com/file/d/1Xl5WOtWsJzfbC-Y8nCxkp4Y4Mozirc_L/view?usp=drive_link | 2024 | https://drive.google.com/file/d/12MjGV739OVxdOUym7sn516wQM4dv51MR/view?usp=drive_link | 100 | 2024 | 83.07 | 25 | 2.5 | 6 | 7.8 | 0 | - | Small Commercial | 2220 | Rooftop, Fixed | 335.4 | 10.7 | 0 | No MACRS | 0% | - | - | - | - | - | - | - | - | - | - | - | - | - | 0 | https://drive.google.com/file/d/1ierMR5pp-9e4Oh1RndrdR-TIpi-DdJ91/view?usp=drive_link | 1 | 10 | No MACRS | 0% | Electric Boiler, net metering, full cost ¦ REopt Web Tool ¦ REopt Energy | 80 | 26 | - | -760007 | 216069 | - | 216069 | 33524 | - | 28314 | 0 | 61838 | - | 44197 | 216069 | 171872 | 25% | 1182 | 8394 | 34931 | 26538 | 334284 | 1391171 | 1056887 | 860764 | 1620771 | 760007 | -760007 | 0
Electric Boiler, net metering, free capital | [7 empty] | Electric Boiler, net metering, free capital ¦ REopt Web Tool ¦ REopt Energy Integration & Optimization ¦ NLR | ASHP, PV | 2: Full replacement heating | Electric Boiler, net metering, free capital | 47.85212, -122.56923 | Roofspace only | 8000 | PSE: 25 | Net metering | 100 | - | propane | 2.01 | https://drive.google.com/file/d/1Xl5WOtWsJzfbC-Y8nCxkp4Y4Mozirc_L/view?usp=drive_link | 2024 | https://drive.google.com/file/d/12MjGV739OVxdOUym7sn516wQM4dv51MR/view?usp=drive_link | 100 | 2024 | 83.07 | 10 | 2.5 | 6 | 7.8 | 0 | - | Small Commercial | 0 | Rooftop, Fixed | 335.4 | 10.7 | 0 | No MACRS | 0% | - | - | - | - | - | - | - | - | - | - | - | - | - | 0 | https://drive.google.com/file/d/1ierMR5pp-9e4Oh1RndrdR-TIpi-DdJ91/view?usp=drive_link | 1 | 10 | No MACRS | 0% | Electric Boiler, net metering, free capital ¦ REopt Web Tool ¦ REopt Energy Integration & Optimization ¦ NLR | 80 | 26 | - | -140615 | 215242 | - | 215242 | 34351 | - | 30289 | 0 | 64641 | - | 44197 | 215242 | 171045 | 26% | 470 | 8394 | 34503 | 26109 | 101431 | 416945 | 315514 | 297130 | 437745 | 140615 | -140615 | 0
Electric Boiler, net billing, full cost | [7 empty] | Electric Boiler, net billing, full cost ¦ REopt Web Tool ¦ REopt Energy Integration & Optimization ¦ NLR | ASHP, PV | 2: Full replacement heating | Electric Boiler, net billing, full cost | 47.85212, -122.56923 | Roofspace only | 8000 | PSE: 25 | Net billing | - | 0.06713 | propane | 2.01 | https://drive.google.com/file/d/1Xl5WOtWsJzfbC-Y8nCxkp4Y4Mozirc_L/view?usp=drive_link | 2024 | https://drive.google.com/file/d/12MjGV739OVxdOUym7sn516wQM4dv51MR/view?usp=drive_link | 100 | 2024 | 83.07 | 25 | 2.5 | 6 | 7.8 | 0 | - | Small Commercial | 2220 | Rooftop, Fixed | 335.4 | 10.7 | 0 | No MACRS | 0% | - | - | - | - | - | - | - | - | - | - | - | - | - | 0 | https://drive.google.com/file/d/1ierMR5pp-9e4Oh1RndrdR-TIpi-DdJ91/view?usp=drive_link | 1 | 10 | No MACRS | 0% | Electric Boiler, net billing, full cost ¦ REopt Web Tool ¦ REopt Energy Integration & Optimization ¦ NLR | 80 | 26 | - | -852242 | 216069 | - | 216069 | 33524 | - | 28314 | 0 | 61838 | - | 44197 | 216069 | 171872 | 25% | 1182 | 8394 | 37247 | 28854 | 334284 | 1483406 | 1149122 | 860764 | 1713006 | 852242 | -852242 | 0
Electric Boiler, net billing, free capital | [7 empty] | Electric Boiler, net billing, free capital ¦ REopt Web Tool ¦ REopt Energy Integration & Optimization ¦ NLR | ASHP, PV | 2: Full replacement heating | Electric Boiler, net billing, free capital | 47.85212, -122.56923 | Roofspace only | 8000 | PSE: 25 | Net billing | - | 0.06713 | propane | 2.01 | https://drive.google.com/file/d/1Xl5WOtWsJzfbC-Y8nCxkp4Y4Mozirc_L/view?usp=drive_link | 2024 | https://drive.google.com/file/d/12MjGV739OVxdOUym7sn516wQM4dv51MR/view?usp=drive_link | 100 | 2024 | 83.07 | 10 | 2.5 | 6 | 7.8 | 0 | - | Small Commercial | 0 | Rooftop, Fixed | 335.4 | 10.7 | 0 | No MACRS | 0% | - | - | - | - | - | - | - | - | - | - | - | - | - | 0 | https://drive.google.com/file/d/1ierMR5pp-9e4Oh1RndrdR-TIpi-DdJ91/view?usp=drive_link | 1 | 10 | No MACRS | 0% | Electric Boiler, net billing, free capital ¦ REopt Web Tool ¦ REopt Energy Integration & Optimization ¦ NLR | 80 | 26 | - | -170554 | 215242 | - | 215242 | 34351 | - | 30289 | 0 | 64641 | - | 44197 | 215242 | 171045 | 26% | 470 | 8394 | 36981 | 28587 | 101431 | 446884 | 345453 | 297130 | 467684 | 170554 | -170554 | 0
Peak demand: 100.5 kW
|  | Added Life Cycle Cost | Year 1 Added Elec Cost | Annual %
Electric Boiler, no PV, full cost | No PV, Full cost | 913453 | 36156 | 0%
Electric Boiler, no PV, free capital | No PV, NPV | 241218 | 36156 | 0%
Electric Boiler, net metering, full cost | Net metering, Full cost | 760007 | 26538 | 25%
Electric Boiler, net billing, full cost | Net billing, Full cost | 852242 | 28854 | 25%
Electric Boiler, net billing, free capital | Net billing, NPV | 170554 | 28587 | 26%
|  | Added Life Cycle Cost | Year 1 Added Elec Cost | Annual % | Full Life Cycle Cost
Electric Boiler, no PV, full cost | No PV | 913453 | 36156 | 0%
Electric Boiler, net metering, full cost | Net metering | 760007 | 26538 | 25%
Electric Boiler, net billing, full cost | Net billing | 852242 | 28854 | 25%
|  | Added Life Cycle Cost | Year 1 Added Elec Cost | Annual %
Electric Boiler, no PV, full cost | No PV | 241218 | 36156 | 0%
Electric Boiler, net metering, full cost | Net metering | 140615 | 26109 | 26%
Electric Boiler, net billing, full cost | Net billing | 170554 | 28587 | 26%

## LT Heat Pumps with Battery
Scenario | 1-hour Battery | 2-hour Battery | 4-hour Battery | Net metering | Net billing | Full cost (25 year) | NPV savings (10 year) | REopt Results: | Select Technologies to Evaluate | Air-Source Heat Pump configuration | Evaluation name | Site location (latitude, longitude) | PV & wind space available | Roofspace available (sq ft) | Electricity rate | Compensation type | Net metering system size limit (kW) | Net billing compensation for all exports ($/kWh) | Existing heating system fuel type | Annual existing heating system fuel cost ($/gallon) | Upload typical electric load profile | Year of load profile | Upload typical heating load profile | Space heating load percent of total heating load (%) | Year of load profile | Existing heating system efficiency (% HHV-basis) | Analysis period (years) | Host discount rate, nominal (%) | Electricity cost escalation rate, nominal (%/year) | Existing heating system fuel cost escalation rate, nominal (%/year) | Host effective tax rate (%) | Emissions | Size class | System capital cost ($/kW-DC) | Array type | Array azimuth (deg) | Array tilt (deg) | Federal Incentive based on percentage of cost (%) | MACRS schedule | MACRS bonus depreciation | Energy capacity cost ($/kWh) | Power capacity cost ($/kW) | Constant cost ($) | Minimum energy capacity (kWh) | Maximum energy capacity (kWh) | Energy capacity replacement cost ($/kWh) | Power capacity replacement cost ($/kWh) | Constant replacement cost ($) | Minimum power capacity (kW) | Maximum power capacity (kW) | Federal Incentive based on percentage of cost (%) | MACRS schedule | MACRS bonus depreciation | Total installed cost ($/ton) | Upload COP Table | Heat pump capacity sizing factor | Resistive heating back-up temperature threshold (°F) | MACRS schedule | MACRS bonus depreciation | REopt Results: | Optimized PV size (kW) | Optimized ASHP size (tonnes) | Optimized Battery Power and Capacity (kW/kWh) | Potential Life Cycle Savings | Avg. Annual Grid Serving Load (kWh) | Avg. Annual Grid Charging Battery (kWh) | Avg. Annual Grid Total Electricity Consumed (kWh) | Avg. Annual PV Serving Load (kWh) | Avg. Annual PV Charging Battery (kWh) | Avg. Annual PV Exported to Grid (kWh) | Avg. Annual PV Curtailment (kWh) | Avg. Annual PV Total Electricity Produced (kWh) | Avg. Annual Battery Serving Load (kWh) | BAU Average Annual Energy Supplied from Grid (kWh) | New System Average Annual Energy Supplied from Grid (kWh) | Difference in Avg. Annual Energy Supplied from Grid | BAU Annual Renewable Electricity (% of electricity consumed) | Avoided CO2e Emissions throughout Analysis Period | BAU Total Year 1 Elec Cost - Pre-Tax | New Total Year 1 Elec Cost - Pre-Tax | Difference Total Year 1 Elec Cost | BAU Total Full Period Elec Cost | New Total Full Period Elec Cost | Difference in Full Period Utility Cost | BAU Total Life Cycle Costs | New Total Life Cycle Costs | Difference in Total life cycle costs | New System Net Present Value | Payback Period for PV/ASHP (yrs)
LT Heat Pumps, net metering, 1 hour battery, full cost | [7 empty] | LT Heat Pumps, net metering, 1 hour battery, full cost ¦ REopt Web Tool ¦ REopt Energy Integration & Optimization ¦ NLR | ASHP, Battery, PV | 2: Full replacement heating | LT Heat Pumps, net metering, 1 hour battery, full cost | 47.85212, -122.56923 | Roofspace only | 8000 | PSE: 25 | Net metering | 100 | - | propane | 2.01 | https://drive.google.com/file/d/1Xl5WOtWsJzfbC-Y8nCxkp4Y4Mozirc_L/view?usp=drive_link | 2024 | https://drive.google.com/file/d/12MjGV739OVxdOUym7sn516wQM4dv51MR/view?usp=drive_link | 100 | 2024 | 83.07 | 25 | 2.5 | 6 | 7.8 | 0 | - | Small Commercial | 2220 | Rooftop, Fixed | 335.4 | 10.7 | 0 | No MACRS | 0% | 495 | 665 | 8066 | 10 | 10 | 346.5 | 465.5 | 5646.2 | 10 | 10 | 0% | No MACRS | 0% | 0 | https://drive.google.com/file/d/1jrpu40DzxTFYY6LiD8LJLWmYTYBMVds2/view?usp=drive_link | 1 | 10 | No MACRS | 0% | LT Heat Pumps, net metering, 1 hour battery, full cost ¦ REopt Web Tool ¦ REopt Energy Integration & Optimization ¦ NLR |  |  |  | 32224
LT Heat Pumps, net metering, 1 hour battery, free capital | [7 empty] | LT Heat Pumps, net metering, 1 hour battery, free capital ¦ REopt Web Tool ¦ REopt Energy Integration & Optimization ¦ NLR | ASHP, Battery, PV | 2: Full replacement heating | LT Heat Pumps, net metering, 1 hour battery, free capital | 47.85212, -122.56923 | Roofspace only | 8000 | PSE: 25 | Net metering | 100 | - | propane | 2.01 | https://drive.google.com/file/d/1Xl5WOtWsJzfbC-Y8nCxkp4Y4Mozirc_L/view?usp=drive_link | 2024 | https://drive.google.com/file/d/12MjGV739OVxdOUym7sn516wQM4dv51MR/view?usp=drive_link | 100 | 2024 | 83.07 | 10 | 2.5 | 6 | 7.8 | 0 | - | Small Commercial | 0 | Rooftop, Fixed | 335.4 | 10.7 | 0 | No MACRS | 0% | 0 | 0 | 0 | 10 | 10 | 0 | 0 | 0 | 10 | 10 | 0% | No MACRS | 0% | 0 | https://drive.google.com/file/d/1jrpu40DzxTFYY6LiD8LJLWmYTYBMVds2/view?usp=drive_link | 1 | 10 | No MACRS | 0% | LT Heat Pumps, net metering, 1 hour battery, free capital ¦ REopt Web Tool ¦ REopt Energy Integration & Optimization ¦ NLR |  |  |  | 112746
LT Heat Pumps, net billing, 1 hour battery, full cost | [7 empty] | LT Heat Pumps, net billing, 1 hour battery, full cost ¦ REopt Web Tool ¦ REopt Energy Integration & Optimization ¦ NLR | ASHP, Battery, PV | 2: Full replacement heating | LT Heat Pumps, net billing, 1 hour battery, full cost | 47.85212, -122.56923 | Roofspace only | 8000 | PSE: 25 | Net billing | - | 0.06713 | propane | 2.01 | https://drive.google.com/file/d/1Xl5WOtWsJzfbC-Y8nCxkp4Y4Mozirc_L/view?usp=drive_link | 2024 | https://drive.google.com/file/d/12MjGV739OVxdOUym7sn516wQM4dv51MR/view?usp=drive_link | 100 | 2024 | 83.07 | 25 | 2.5 | 6 | 7.8 | 0 | - | Small Commercial | 2220 | Rooftop, Fixed | 335.4 | 10.7 | 0 | No MACRS | 0% | 495 | 665 | 8066 | 10 | 10 | 346.5 | 465.5 | 5646.2 | 10 | 10 | 0% | No MACRS | 0% | 0 | https://drive.google.com/file/d/1jrpu40DzxTFYY6LiD8LJLWmYTYBMVds2/view?usp=drive_link | 1 | 10 | No MACRS | 0% | LT Heat Pumps, net billing, 1 hour battery, full cost ¦ REopt Web Tool ¦ REopt Energy Integration & Optimization ¦ NLR |  |  |  | -69986
LT Heat Pumps, net billing, 1 hour battery, free capital | [7 empty] | LT Heat Pumps, net billing, 1 hour battery, free capital ¦ REopt Web Tool ¦ REopt Energy Integration & Optimization ¦ NLR | ASHP, Battery, PV | 2: Full replacement heating | LT Heat Pumps, net billing, 1 hour battery, free capital | 47.85212, -122.56923 | Roofspace only | 8000 | PSE: 25 | Net billing | - | 0.06713 | propane | 2.01 | https://drive.google.com/file/d/1Xl5WOtWsJzfbC-Y8nCxkp4Y4Mozirc_L/view?usp=drive_link | 2024 | https://drive.google.com/file/d/12MjGV739OVxdOUym7sn516wQM4dv51MR/view?usp=drive_link | 100 | 2024 | 83.07 | 10 | 2.5 | 6 | 7.8 | 0 | - | Small Commercial | 0 | Rooftop, Fixed | 335.4 | 10.7 | 0 | No MACRS | 0% | 0 | 0 | 0 | 10 | 10 | 0 | 0 | 0 | 10 | 10 | 0% | No MACRS | 0% | 0 | https://drive.google.com/file/d/1jrpu40DzxTFYY6LiD8LJLWmYTYBMVds2/view?usp=drive_link | 1 | 10 | No MACRS | 0% | LT Heat Pumps, net billing, 1 hour battery, free capital ¦ REopt Web Tool ¦ REopt Energy Integration & Optimization ¦ NLR |  |  |  | 78825
LT Heat Pumps, net metering, 2 hour battery, full cost | [7 empty] | LT Heat Pumps, net metering, 2 hour battery, full cost ¦ REopt Web Tool ¦ REopt Energy Integration & Optimization ¦ NLR | ASHP, Battery, PV | 2: Full replacement heating | LT Heat Pumps, net metering, 2 hour battery, full cost | 47.85212, -122.56923 | Roofspace only | 8000 | PSE: 25 | Net metering | 100 | - | propane | 2.01 | https://drive.google.com/file/d/1Xl5WOtWsJzfbC-Y8nCxkp4Y4Mozirc_L/view?usp=drive_link | 2024 | https://drive.google.com/file/d/12MjGV739OVxdOUym7sn516wQM4dv51MR/view?usp=drive_link | 100 | 2024 | 83.07 | 25 | 2.5 | 6 | 7.8 | 0 | - | Small Commercial | 2220 | Rooftop, Fixed | 335.4 | 10.7 | 0 | No MACRS | 0% | 495 | 665 | 8066 | 20 | 20 | 346.5 | 465.5 | 5646.2 | 10 | 10 | 0% | No MACRS | 0% | 0 | https://drive.google.com/file/d/1jrpu40DzxTFYY6LiD8LJLWmYTYBMVds2/view?usp=drive_link | 1 | 10 | No MACRS | 0% | LT Heat Pumps, net metering, 2 hour battery, full cost ¦ REopt Web Tool ¦ REopt Energy Integration & Optimization ¦ NLR |  |  |  | 21612
LT Heat Pumps, net metering, 2 hour battery, free capital | [7 empty] | LT Heat Pumps, net metering, 2 hour battery, free capital ¦ REopt Web Tool ¦ REopt Energy Integration & Optimization ¦ NLR | ASHP, Battery, PV | 2: Full replacement heating | LT Heat Pumps, net metering, 2 hour battery, free capital | 47.85212, -122.56923 | Roofspace only | 8000 | PSE: 25 | Net metering | 100 | - | propane | 2.01 | https://drive.google.com/file/d/1Xl5WOtWsJzfbC-Y8nCxkp4Y4Mozirc_L/view?usp=drive_link | 2024 | https://drive.google.com/file/d/12MjGV739OVxdOUym7sn516wQM4dv51MR/view?usp=drive_link | 100 | 2024 | 83.07 | 10 | 2.5 | 6 | 7.8 | 0 | - | Small Commercial | 0 | Rooftop, Fixed | 335.4 | 10.7 | 0 | No MACRS | 0% | 0 | 0 | 0 | 20 | 20 | 0 | 0 | 0 | 10 | 10 | 0% | No MACRS | 0% | 0 | https://drive.google.com/file/d/1jrpu40DzxTFYY6LiD8LJLWmYTYBMVds2/view?usp=drive_link | 1 | 10 | No MACRS | 0% | LT Heat Pumps, net metering, 2 hour battery, free capital ¦ REopt Web Tool ¦ REopt Energy Integration & Optimization ¦ NLR |  |  |  | 112791
LT Heat Pumps, net billing, 2 hour battery, full cost | [7 empty] | LT Heat Pumps, net billing, 2 hour battery, full cost ¦ REopt Web Tool ¦ REopt Energy Integration & Optimization ¦ NLR | ASHP, Battery, PV | 2: Full replacement heating | LT Heat Pumps, net billing, 2 hour battery, full cost | 47.85212, -122.56923 | Roofspace only | 8000 | PSE: 25 | Net billing | - | 0.06713 | propane | 2.01 | https://drive.google.com/file/d/1Xl5WOtWsJzfbC-Y8nCxkp4Y4Mozirc_L/view?usp=drive_link | 2024 | https://drive.google.com/file/d/12MjGV739OVxdOUym7sn516wQM4dv51MR/view?usp=drive_link | 100 | 2024 | 83.07 | 25 | 2.5 | 6 | 7.8 | 0 | - | Small Commercial | 2220 | Rooftop, Fixed | 335.4 | 10.7 | 0 | No MACRS | 0% | 495 | 665 | 8066 | 20 | 20 | 346.5 | 465.5 | 5646.2 | 10 | 10 | 0% | No MACRS | 0% | 0 | https://drive.google.com/file/d/1jrpu40DzxTFYY6LiD8LJLWmYTYBMVds2/view?usp=drive_link | 1 | 10 | No MACRS | 0% | LT Heat Pumps, net billing, 2 hour battery, full cost ¦ REopt Web Tool ¦ REopt Energy Integration & Optimization ¦ NLR |  |  |  | -75364
LT Heat Pumps, net billing, 2 hour battery, free capital | [7 empty] | LT Heat Pumps, net billing, 2 hour battery, free capital ¦ REopt Web Tool ¦ REopt Energy Integration & Optimization ¦ NLR | ASHP, Battery, PV | 2: Full replacement heating | LT Heat Pumps, net billing, 2 hour battery, free capital | 47.85212, -122.56923 | Roofspace only | 8000 | PSE: 25 | Net billing | - | 0.06713 | propane | 2.01 | https://drive.google.com/file/d/1Xl5WOtWsJzfbC-Y8nCxkp4Y4Mozirc_L/view?usp=drive_link | 2024 | https://drive.google.com/file/d/12MjGV739OVxdOUym7sn516wQM4dv51MR/view?usp=drive_link | 100 | 2024 | 83.07 | 10 | 2.5 | 6 | 7.8 | 0 | - | Small Commercial | 0 | Rooftop, Fixed | 335.4 | 10.7 | 0 | No MACRS | 0% | 0 | 0 | 0 | 20 | 20 | 0 | 0 | 0 | 10 | 10 | 0% | No MACRS | 0% | 0 | https://drive.google.com/file/d/1jrpu40DzxTFYY6LiD8LJLWmYTYBMVds2/view?usp=drive_link | 1 | 10 | No MACRS | 0% | LT Heat Pumps, net billing, 2 hour battery, free capital ¦ REopt Web Tool ¦ REopt Energy Integration & Optimization ¦ NLR |  |  |  | 80636
LT Heat Pumps, net metering, 4 hour battery, full cost | [7 empty] | LT Heat Pumps, net metering, 4 hour battery, full cost ¦ REopt Web Tool ¦ REopt Energy Integration & Optimization ¦ NLR | ASHP, Battery, PV | 2: Full replacement heating | LT Heat Pumps, net metering, 4 hour battery, full cost | 47.85212, -122.56923 | Roofspace only | 8000 | PSE: 25 | Net metering | 100 | - | propane | 2.01 | https://drive.google.com/file/d/1Xl5WOtWsJzfbC-Y8nCxkp4Y4Mozirc_L/view?usp=drive_link | 2024 | https://drive.google.com/file/d/12MjGV739OVxdOUym7sn516wQM4dv51MR/view?usp=drive_link | 100 | 2024 | 83.07 | 25 | 2.5 | 6 | 7.8 | 0 | - | Small Commercial | 2220 | Rooftop, Fixed | 335.4 | 10.7 | 0 | No MACRS | 0% | 495 | 665 | 8066 | 40 | 40 | 346.5 | 465.5 | 5646.2 | 10 | 10 | 0% | No MACRS | 0% | 0 | https://drive.google.com/file/d/1jrpu40DzxTFYY6LiD8LJLWmYTYBMVds2/view?usp=drive_link | 1 | 10 | No MACRS | 0% | LT Heat Pumps, net metering, 4 hour battery, full cost ¦ REopt Web Tool ¦ REopt Energy Integration & Optimization ¦ NLR |  |  |  | 353
LT Heat Pumps, net metering, 4 hour battery, free capital | [7 empty] | LT Heat Pumps, net metering, 4 hour battery, free capital ¦ REopt Web Tool ¦ REopt Energy Integration & Optimization ¦ NLR | ASHP, Battery, PV | 2: Full replacement heating | LT Heat Pumps, net metering, 4 hour battery, free capital | 47.85212, -122.56923 | Roofspace only | 8000 | PSE: 25 | Net metering | 100 | - | propane | 2.01 | https://drive.google.com/file/d/1Xl5WOtWsJzfbC-Y8nCxkp4Y4Mozirc_L/view?usp=drive_link | 2024 | https://drive.google.com/file/d/12MjGV739OVxdOUym7sn516wQM4dv51MR/view?usp=drive_link | 100 | 2024 | 83.07 | 10 | 2.5 | 6 | 7.8 | 0 | - | Small Commercial | 0 | Rooftop, Fixed | 335.4 | 10.7 | 0 | No MACRS | 0% | 0 | 0 | 0 | 40 | 40 | 0 | 0 | 0 | 10 | 10 | 0% | No MACRS | 0% | 0 | https://drive.google.com/file/d/1jrpu40DzxTFYY6LiD8LJLWmYTYBMVds2/view?usp=drive_link | 1 | 10 | No MACRS | 0% | LT Heat Pumps, net metering, 4 hour battery, free capital ¦ REopt Web Tool ¦ REopt Energy Integration & Optimization ¦ NLR |  |  |  | 112869
LT Heat Pumps, net billing, 4 hour battery, full cost | [7 empty] | LT Heat Pumps, net billing, 4 hour battery, full cost ¦ REopt Web Tool ¦ REopt Energy Integration & Optimization ¦ NLR | ASHP, Battery, PV | 2: Full replacement heating | LT Heat Pumps, net billing, 4 hour battery, full cost | 47.85212, -122.56923 | Roofspace only | 8000 | PSE: 25 | Net billing | - | 0.06713 | propane | 2.01 | https://drive.google.com/file/d/1Xl5WOtWsJzfbC-Y8nCxkp4Y4Mozirc_L/view?usp=drive_link | 2024 | https://drive.google.com/file/d/12MjGV739OVxdOUym7sn516wQM4dv51MR/view?usp=drive_link | 100 | 2024 | 83.07 | 25 | 2.5 | 6 | 7.8 | 0 | - | Small Commercial | 2220 | Rooftop, Fixed | 335.4 | 10.7 | 0 | No MACRS | 0% | 495 | 665 | 8066 | 40 | 40 | 346.5 | 465.5 | 5646.2 | 10 | 10 | 0% | No MACRS | 0% | 0 | https://drive.google.com/file/d/1jrpu40DzxTFYY6LiD8LJLWmYTYBMVds2/view?usp=drive_link | 1 | 10 | No MACRS | 0% | LT Heat Pumps, net billing, 4 hour battery, full cost ¦ REopt Web Tool ¦ REopt Energy Integration & Optimization ¦ NLR |  |  |  | -86712
LT Heat Pumps, net billing, 4 hour battery, free capital | [7 empty] | LT Heat Pumps, net billing, 4 hour battery, free capital ¦ REopt Web Tool ¦ REopt Energy Integration & Optimization ¦ NLR | ASHP, Battery, PV | 2: Full replacement heating | LT Heat Pumps, net billing, 4 hour battery, free capital | 47.85212, -122.56923 | Roofspace only | 8000 | PSE: 25 | Net billing | - | 0.06713 | propane | 2.01 | https://drive.google.com/file/d/1Xl5WOtWsJzfbC-Y8nCxkp4Y4Mozirc_L/view?usp=drive_link | 2024 | https://drive.google.com/file/d/12MjGV739OVxdOUym7sn516wQM4dv51MR/view?usp=drive_link | 100 | 2024 | 83.07 | 10 | 2.5 | 6 | 7.8 | 0 | - | Small Commercial | 0 | Rooftop, Fixed | 335.4 | 10.7 | 0 | No MACRS | 0% | 0 | 0 | 0 | 40 | 40 | 0 | 0 | 0 | 10 | 10 | 0% | No MACRS | 0% | 0 | https://drive.google.com/file/d/1jrpu40DzxTFYY6LiD8LJLWmYTYBMVds2/view?usp=drive_link | 1 | 10 | No MACRS | 0% | LT Heat Pumps, net billing, 4 hour battery, free capital ¦ REopt Web Tool ¦ REopt Energy Integration & Optimization ¦ NLR |  |  |  | 84030
Peak demand: 51.0 kW

## LT Heat Pumps Schedule 24
Scenario | Neither | Net metering | Net billing | No PV | CEC & EC PV | Full cost (25 year) | NPV savings (10 year) | REopt Results: | Select Technologies to Evaluate | Air-Source Heat Pump configuration | Evaluation name | Site location (latitude, longitude) | PV & wind space available | Roofspace available (sq ft) | Electricity rate | Compensation type | Net metering system size limit (kW) | Net billing compensation for all exports ($/kWh) | Existing heating system fuel type | Annual existing heating system fuel cost ($/gallon) | Upload typical electric load profile | Year of load profile | Upload typical heating load profile | Space heating load percent of total heating load (%) | Year of load profile | Existing heating system efficiency (% HHV-basis) | Analysis period (years) | Host discount rate, nominal (%) | Electricity cost escalation rate, nominal (%/year) | Existing heating system fuel cost escalation rate, nominal (%/year) | Host effective tax rate (%) | Emissions | Size class | System capital cost ($/kW-DC) | Array type | Array azimuth (deg) | Array tilt (deg) | Federal Incentive based on percentage of cost (%) | MACRS schedule | MACRS bonus depreciation | Energy capacity cost ($/kWh) | Power capacity cost ($/kW) | Constant cost ($) | Minimum energy capacity (kWh) | Maximum energy capacity (kWh) | Energy capacity replacement cost ($/kWh) | Power capacity replacement cost ($/kWh) | Constant replacement cost ($) | Minimum power capacity (kW) | Maximum power capacity (kW) | Federal Incentive based on percentage of cost (%) | MACRS schedule | MACRS bonus depreciation | Total installed cost ($/ton) | Upload COP Table | Heat pump capacity sizing factor | Resistive heating back-up temperature threshold (°F) | MACRS schedule | MACRS bonus depreciation | REopt Results: | Optimized PV size (kW) | Optimized ASHP size (tonnes) | Optimized Battery Power and Capacity (kW/kWh) | Potential Life Cycle Savings | Avg. Annual Grid Serving Load (kWh) | Avg. Annual Grid Charging Battery (kWh) | Avg. Annual Grid Total Electricity Consumed (kWh) | Avg. Annual PV Serving Load (kWh) | Avg. Annual PV Charging Battery (kWh) | Avg. Annual PV Exported to Grid (kWh) | Avg. Annual PV Curtailment (kWh) | Avg. Annual PV Total Electricity Produced (kWh) | Avg. Annual Battery Serving Load (kWh) | Non-PV Average Annual Energy Supplied from Grid (kWh) | PV System Average Annual Energy Supplied from Grid (kWh) | Difference in Avg. Annual Energy Supplied from Grid | w/PV Annual Renewable Electricity (% of electricity consumed) | PV Avoided CO2e Emissions throughout Analysis Period | Non-PV Total Year 1 Elec Cost - Pre-Tax | PV Total Year 1 Elec Cost - Pre-Tax | Difference Total Year 1 Elec Cost | PV Total Full Period Elec Cost | Difference in Full Period Utility Cost | Non-PV Total Life Cycle Costs | PV/Battery Total Life Cycle Costs | Difference in Total life cycle costs | w/PV/ Battery Net Present Value | Payback Period for PV /Battery (yrs)
SCHEDULE 24: LT Heat Pumps, no PV, full cost | [7 empty] | Schedule 24: LT Heat Pumps, no PV, full cost ¦ REopt Web Tool ¦ REopt Energy Integration & Optimization ¦ NLR | ASHP | 2: Full replacement heating | LT Heat Pumps, no PV, full cost | 47.85212, -122.56923 | Roofspace only | 8000 | PSE: 24 (General Service - Three Phase) | N/A | - | - | propane | 2.01 | https://drive.google.com/file/d/1Xl5WOtWsJzfbC-Y8nCxkp4Y4Mozirc_L/view?usp=drive_link | 2024 | https://drive.google.com/file/d/12MjGV739OVxdOUym7sn516wQM4dv51MR/view?usp=drive_link | 100 | 2024 | 83.07 | 25 | 2.5 | 6 | 7.8 | 0 | - | - | - | - | - | - | - | - | - | - | - | - | - | - | - | - | - | - | - | - | - | - | 0 | https://drive.google.com/file/d/1jrpu40DzxTFYY6LiD8LJLWmYTYBMVds2/view?usp=drive_link | 1 | 10 | No MACRS | 0% | Schedule 24: LT Heat Pumps, no PV, full cost ¦ REopt Web Tool ¦ REopt Energy Integration & Optimization ¦ NLR | - | 35 | - | -158378 | [17 empty] | 1040295
SCHEDULE 24: LT Heat Pumps, no PV, free capital | [7 empty] | Schedule 24: LT Heat Pumps, no PV, free capital ¦ REopt Web Tool ¦ REopt Energy Integration & Optimization ¦ NLR | ASHP | 2: Full replacement heating | LT Heat Pumps, no PV, free capital | 47.85212, -122.56923 | Roofspace only | 8000 | PSE: 24 (General Service - Three Phase) | N/A | - | - | propane | 2.01 | https://drive.google.com/file/d/1Xl5WOtWsJzfbC-Y8nCxkp4Y4Mozirc_L/view?usp=drive_link | 2024 | https://drive.google.com/file/d/12MjGV739OVxdOUym7sn516wQM4dv51MR/view?usp=drive_link | 100 | 2024 | 83.07 | 10 | 2.5 | 6 | 7.8 | 0 | - | - | - | - | - | - | - | - | - | - | - | - | - | - | - | - | - | - | - | - | - | - | 0 | https://drive.google.com/file/d/1jrpu40DzxTFYY6LiD8LJLWmYTYBMVds2/view?usp=drive_link | 1 | 10 | No MACRS | 0% | LT Heat Pumps, net billing, no battery, no PV, 10 yr NPV ¦ REopt Web Tool ¦ REopt Energy Integration & Optimization ¦ NLR | - | 35 | - | -12107 | [17 empty] | 315656
SCHEDULE 24: LT Heat Pumps, net metering, full cost | [7 empty] | LT Heat Pumps, net metering, full cost ¦ REopt Web Tool ¦ REopt Energy Integration & Optimization ¦ NLR | ASHP, PV | 2: Full replacement heating | LT Heat Pumps, net metering, full cost | 47.85212, -122.56923 | Roofspace only | 8000 | PSE: 24 (General Service - Three Phase) | Net metering | 100 | - | propane | 2.01 | https://drive.google.com/file/d/1Xl5WOtWsJzfbC-Y8nCxkp4Y4Mozirc_L/view?usp=drive_link | 2024 | https://drive.google.com/file/d/12MjGV739OVxdOUym7sn516wQM4dv51MR/view?usp=drive_link | 100 | 2024 | 83.07 | 25 | 2.5 | 6 | 7.8 | 0 | - | Small Commercial | 2220 | Rooftop, Fixed | 335.4 | 10.7 | 0 | No MACRS | 0% | - | - | - | - | - | - | - | - | - | - | - | - | - | 0 | https://drive.google.com/file/d/1jrpu40DzxTFYY6LiD8LJLWmYTYBMVds2/view?usp=drive_link | 1 | 10 | No MACRS | 0% | LT Heat Pumps, net metering, full cost ¦ REopt Web Tool ¦ REopt Energy Integration & Optimization ¦ NLR | 80 | 35 | - | 94076 | [17 empty] | 558241
SCHEDULE 24: LT Heat Pumps, net metering, free capital | [7 empty] | SCHEDULE 24: LT Heat Pumps, net metering, free capital ¦ REopt Web Tool ¦ REopt Energy Integration & Optimization ¦ NLR | ASHP, PV | 2: Full replacement heating | LT Heat Pumps, net metering, free capital | 47.85212, -122.56923 | Roofspace only | 8000 | PSE: 24 (General Service - Three Phase) | Net metering | 100 | - | propane | 2.01 | https://drive.google.com/file/d/1Xl5WOtWsJzfbC-Y8nCxkp4Y4Mozirc_L/view?usp=drive_link | 2024 | https://drive.google.com/file/d/12MjGV739OVxdOUym7sn516wQM4dv51MR/view?usp=drive_link | 100 | 2024 | 83.07 | 10 | 2.5 | 6 | 7.8 | 0 | - | Small Commercial | 0 | Rooftop, Fixed | 335.4 | 10.7 | 0 | No MACRS | 0% | - | - | - | - | - | - | - | - | - | - | - | - | - | 0 | https://drive.google.com/file/d/1jrpu40DzxTFYY6LiD8LJLWmYTYBMVds2/view?usp=drive_link | 1 | 10 | No MACRS | 0% | LT Heat Pumps, net billing, no battery, PV CEC & ED, 10 yr NPV ¦ REopt Web Tool ¦ REopt Energy Integration & Optimization ¦ NLR | 80 | 35 | - | 119990 | [17 empty] | 162759
SCHEDULE 24: LT Heat Pumps, net billing, full cost | [7 empty] | LT Heat Pumps, net billing, full cost ¦ REopt Web Tool ¦ REopt Energy Integration & Optimization ¦ NLR | ASHP, PV | 2: Full replacement heating | LT Heat Pumps, net billing, full cost | 47.85212, -122.56923 | Roofspace only | 8000 | PSE: 24 (General Service - Three Phase) | Net billing | - | 0.06713 | propane | 2.01 | https://drive.google.com/file/d/1Xl5WOtWsJzfbC-Y8nCxkp4Y4Mozirc_L/view?usp=drive_link | 2024 | https://drive.google.com/file/d/12MjGV739OVxdOUym7sn516wQM4dv51MR/view?usp=drive_link | 100 | 2024 | 83.07 | 25 | 2.5 | 6 | 7.8 | 0 | - | Small Commercial | 2220 | Rooftop, Fixed | 335.4 | 10.7 | 0 | No MACRS | 0% | - | - | - | - | - | - | - | - | - | - | - | - | - | 0 | https://drive.google.com/file/d/1jrpu40DzxTFYY6LiD8LJLWmYTYBMVds2/view?usp=drive_link | 1 | 10 | No MACRS | 0% | LT Heat Pumps, net billing, full cost ¦ REopt Web Tool ¦ REopt Energy Integration & Optimization ¦ NLR | 71 | 35 | - | -80230 | [17 empty] | 759711
SCHEDULE 24: LT Heat Pumps, net billing, free capital | [7 empty] | SCHEDULE 24: LT Heat Pumps, net billing, free capital ¦ REopt Web Tool ¦ REopt Energy Integration & Optimization ¦ NLR | ASHP, PV | 2: Full replacement heating | LT Heat Pumps, net billing, free capital | 47.85212, -122.56923 | Roofspace only | 8000 | PSE: 24 (General Service - Three Phase) | Net billing | - | 0.06713 | propane | 2.01 | https://drive.google.com/file/d/1Xl5WOtWsJzfbC-Y8nCxkp4Y4Mozirc_L/view?usp=drive_link | 2024 | https://drive.google.com/file/d/12MjGV739OVxdOUym7sn516wQM4dv51MR/view?usp=drive_link | 100 | 2024 | 83.07 | 10 | 2.5 | 6 | 7.8 | 0 | - | Small Commercial | 0 | Rooftop, Fixed | 335.4 | 10.7 | 0 | No MACRS | 0% | - | - | - | - | - | - | - | - | - | - | - | - | - | 0 | https://drive.google.com/file/d/1jrpu40DzxTFYY6LiD8LJLWmYTYBMVds2/view?usp=drive_link | 1 | 10 | No MACRS | 0% | LT Heat Pumps, net billing, no battery, PV CEC & ED, 10 yr NPV ¦ REopt Web Tool ¦ REopt Energy Integration & Optimization ¦ NLR | 80 | 35 | - | 63373 | [17 empty] | 219375
Peak demand: 51.0 kW

## LTHP PV cost sensitivity analys
Scenario | Net metering | Net billing | PV cost: | REopt Results: | Select Technologies to Evaluate | Air-Source Heat Pump configuration | Evaluation name | Site location (latitude, longitude) | PV & wind space available | Roofspace available (sq ft) | Electricity rate | Compensation type | Net metering system size limit (kW) | Net billing compensation for all exports ($/kWh) | Existing heating system fuel type | Annual existing heating system fuel cost ($/gallon) | Upload typical electric load profile | Year of load profile | Upload typical heating load profile | Space heating load percent of total heating load (%) | Year of load profile | Existing heating system efficiency (% HHV-basis) | Analysis period (years) | Host discount rate, nominal (%) | Electricity cost escalation rate, nominal (%/year) | Existing heating system fuel cost escalation rate, nominal (%/year) | Host effective tax rate (%) | Emissions | Size class | System capital cost ($/kW-DC) | Array type | Array azimuth (deg) | Array tilt (deg) | Federal Incentive based on percentage of cost (%) | MACRS schedule | MACRS bonus depreciation | Energy capacity cost ($/kWh) | Power capacity cost ($/kW) | Constant cost ($) | Minimum energy capacity (kWh) | Maximum energy capacity (kWh) | Energy capacity replacement cost ($/kWh) | Power capacity replacement cost ($/kWh) | Constant replacement cost ($) | Minimum power capacity (kW) | Maximum power capacity (kW) | Federal Incentive based on percentage of cost (%) | MACRS schedule | MACRS bonus depreciation | Total installed cost ($/ton) | Upload COP Table | Heat pump capacity sizing factor | Resistive heating back-up temperature threshold (°F) | MACRS schedule | MACRS bonus depreciation | REopt Results: | Optimized PV size (kW) | Optimized ASHP size (tonnes) | Optimized Battery Power and Capacity (kW/kWh) | Potential Life Cycle Savings | Avg. Annual Grid Serving Load (kWh) | Avg. Annual Grid Charging Battery (kWh) | Avg. Annual Grid Total Electricity Consumed (kWh) | Avg. Annual PV Serving Load (kWh) | Avg. Annual PV Charging Battery (kWh) | Avg. Annual PV Exported to Grid (kWh) | Avg. Annual PV Curtailment (kWh) | Avg. Annual PV Total Electricity Produced (kWh) | Avg. Annual Battery Serving Load (kWh) | Non-PV Average Annual Energy Supplied from Grid (kWh) | PV System Average Annual Energy Supplied from Grid (kWh) | Difference in Avg. Annual Energy Supplied from Grid | w/PV Annual Renewable Electricity (% of electricity consumed) | PV Avoided CO2e Emissions throughout Analysis Period | Non-PV Total Year 1 Elec Cost - Pre-Tax | PV Total Year 1 Elec Cost - Pre-Tax | Difference Total Year 1 Elec Cost | Non-PV Total Full Period Elec Cost | PV Total Full Period Elec Cost | Difference in Full Period Utility Cost | Non-PV Total Life Cycle Costs | PV/Battery Total Life Cycle Costs | Difference in Total life cycle costs | w/PV/ Battery Net Present Value | Payback Period for PV /Battery (yrs)
LT Heat Pumps, net metering, full cost |  |  | 3900 | $3,900 ¦ REopt Web Tool ¦ REopt Energy Integration & Optimization ¦ NLR | ASHP, PV | 2: Full replacement heating | LT Heat Pumps, net metering, full cost | 47.85212, -122.56923 | Roofspace only | 8000 | PSE: 25 | Net metering | 100 | - | propane | 2.01 | https://drive.google.com/file/d/1Xl5WOtWsJzfbC-Y8nCxkp4Y4Mozirc_L/view?usp=drive_link | 2024 | https://drive.google.com/file/d/12MjGV739OVxdOUym7sn516wQM4dv51MR/view?usp=drive_link | 100 | 2024 | 83.07 | 25 | 2.5 | 6 | 7.8 | 0 | - | Small Commercial | 2220 | Rooftop, Fixed | 335.4 | 10.7 | 0 | No MACRS | 0% | - | - | - | - | - | - | - | - | - | - | - | - | - | 0 | https://drive.google.com/file/d/1jrpu40DzxTFYY6LiD8LJLWmYTYBMVds2/view?usp=drive_link | 1 | 10 | No MACRS | 0% | $3,900 ¦ REopt Web Tool ¦ REopt Energy Integration & Optimization ¦ NLR | 80
LT Heat Pumps, net metering, full cost |  |  | 4100 | $4,100 ¦ REopt Web Tool ¦ REopt Energy Integration & Optimization ¦ NLR | ASHP, PV | 2: Full replacement heating | LT Heat Pumps, net metering, full cost | 47.85212, -122.56923 | Roofspace only | 8000 | PSE: 25 | Net metering | 100 | - | propane | 2.01 | https://drive.google.com/file/d/1Xl5WOtWsJzfbC-Y8nCxkp4Y4Mozirc_L/view?usp=drive_link | 2024 | https://drive.google.com/file/d/12MjGV739OVxdOUym7sn516wQM4dv51MR/view?usp=drive_link | 100 | 2024 | 83.07 | 25 | 2.5 | 6 | 7.8 | 0 | - | Small Commercial | 2220 | Rooftop, Fixed | 335.4 | 10.7 | 0 | No MACRS | 0% | - | - | - | - | - | - | - | - | - | - | - | - | - | 0 | https://drive.google.com/file/d/1jrpu40DzxTFYY6LiD8LJLWmYTYBMVds2/view?usp=drive_link | 1 | 10 | No MACRS | 0% | $4,100 ¦ REopt Web Tool ¦ REopt Energy Integration & Optimization ¦ NLR | 60
LT Heat Pumps, net metering, full cost |  |  | 4300 | $4,300 ¦ REopt Web Tool ¦ REopt Energy Integration & Optimization ¦ NLR | ASHP, PV | 2: Full replacement heating | LT Heat Pumps, net metering, full cost | 47.85212, -122.56923 | Roofspace only | 8000 | PSE: 25 | Net metering | 100 | - | propane | 2.01 | https://drive.google.com/file/d/1Xl5WOtWsJzfbC-Y8nCxkp4Y4Mozirc_L/view?usp=drive_link | 2024 | https://drive.google.com/file/d/12MjGV739OVxdOUym7sn516wQM4dv51MR/view?usp=drive_link | 100 | 2024 | 83.07 | 25 | 2.5 | 6 | 7.8 | 0 | - | Small Commercial | 2220 | Rooftop, Fixed | 335.4 | 10.7 | 0 | No MACRS | 0% | - | - | - | - | - | - | - | - | - | - | - | - | - | 0 | https://drive.google.com/file/d/1jrpu40DzxTFYY6LiD8LJLWmYTYBMVds2/view?usp=drive_link | 1 | 10 | No MACRS | 0% | $4,300 ¦ REopt Web Tool ¦ REopt Energy Integration & Optimization ¦ NLR | 20
LT Heat Pumps, net metering, full cost |  |  | 4500 | $4,500 ¦ REopt Web Tool ¦ REopt Energy Integration & Optimization ¦ NLR | ASHP, PV | 2: Full replacement heating | LT Heat Pumps, net metering, full cost | 47.85212, -122.56923 | Roofspace only | 8000 | PSE: 25 | Net metering | 100 | - | propane | 2.01 | https://drive.google.com/file/d/1Xl5WOtWsJzfbC-Y8nCxkp4Y4Mozirc_L/view?usp=drive_link | 2024 | https://drive.google.com/file/d/12MjGV739OVxdOUym7sn516wQM4dv51MR/view?usp=drive_link | 100 | 2024 | 83.07 | 25 | 2.5 | 6 | 7.8 | 0 | - | Small Commercial | 2220 | Rooftop, Fixed | 335.4 | 10.7 | 0 | No MACRS | 0% | - | - | - | - | - | - | - | - | - | - | - | - | - | 0 | https://drive.google.com/file/d/1jrpu40DzxTFYY6LiD8LJLWmYTYBMVds2/view?usp=drive_link | 1 | 10 | No MACRS | 0% | $4,500 ¦ REopt Web Tool ¦ REopt Energy Integration & Optimization ¦ NLR | 10
LT Heat Pumps, net metering, full cost |  |  | 4700 | $4,700 ¦ REopt Web Tool ¦ REopt Energy Integration & Optimization ¦ NLR | ASHP, PV | 2: Full replacement heating | LT Heat Pumps, net metering, full cost | 47.85212, -122.56923 | Roofspace only | 8000 | PSE: 25 | Net metering | 100 | - | propane | 2.01 | https://drive.google.com/file/d/1Xl5WOtWsJzfbC-Y8nCxkp4Y4Mozirc_L/view?usp=drive_link | 2024 | https://drive.google.com/file/d/12MjGV739OVxdOUym7sn516wQM4dv51MR/view?usp=drive_link | 100 | 2024 | 83.07 | 25 | 2.5 | 6 | 7.8 | 0 | - | Small Commercial | 2220 | Rooftop, Fixed | 335.4 | 10.7 | 0 | No MACRS | 0% | - | - | - | - | - | - | - | - | - | - | - | - | - | 0 | https://drive.google.com/file/d/1jrpu40DzxTFYY6LiD8LJLWmYTYBMVds2/view?usp=drive_link | 1 | 10 | No MACRS | 0% | $4,700 ¦ REopt Web Tool ¦ REopt Energy Integration & Optimization ¦ NLR | 0
LT Heat Pumps, net billing, full cost |  |  | 2000 | $2,000 ¦ REopt Web Tool ¦ REopt Energy Integration & Optimization ¦ NLR | ASHP, PV | 2: Full replacement heating | LT Heat Pumps, net billing, full cost | 47.85212, -122.56923 | Roofspace only | 8000 | PSE: 25 | Net billing | - | 0.06713 | propane | 2.01 | https://drive.google.com/file/d/1Xl5WOtWsJzfbC-Y8nCxkp4Y4Mozirc_L/view?usp=drive_link | 2024 | https://drive.google.com/file/d/12MjGV739OVxdOUym7sn516wQM4dv51MR/view?usp=drive_link | 100 | 2024 | 83.07 | 25 | 2.5 | 6 | 7.8 | 0 | - | Small Commercial | 2220 | Rooftop, Fixed | 335.4 | 10.7 | 0 | No MACRS | 0% | - | - | - | - | - | - | - | - | - | - | - | - | - | 0 | https://drive.google.com/file/d/1jrpu40DzxTFYY6LiD8LJLWmYTYBMVds2/view?usp=drive_link | 1 | 10 | No MACRS | 0% | $2,000 ¦ REopt Web Tool ¦ REopt Energy Integration & Optimization ¦ NLR | 80
LT Heat Pumps, net billing, full cost |  |  | 2100 | $2,100 ¦ REopt Web Tool ¦ REopt Energy Integration & Optimization ¦ NLR | ASHP, PV | 2: Full replacement heating | LT Heat Pumps, net billing, full cost | 47.85212, -122.56923 | Roofspace only | 8000 | PSE: 25 | Net billing | - | 0.06713 | propane | 2.01 | https://drive.google.com/file/d/1Xl5WOtWsJzfbC-Y8nCxkp4Y4Mozirc_L/view?usp=drive_link | 2024 | https://drive.google.com/file/d/12MjGV739OVxdOUym7sn516wQM4dv51MR/view?usp=drive_link | 100 | 2024 | 83.07 | 25 | 2.5 | 6 | 7.8 | 0 | - | Small Commercial | 2220 | Rooftop, Fixed | 335.4 | 10.7 | 0 | No MACRS | 0% | - | - | - | - | - | - | - | - | - | - | - | - | - | 0 | https://drive.google.com/file/d/1jrpu40DzxTFYY6LiD8LJLWmYTYBMVds2/view?usp=drive_link | 1 | 10 | No MACRS | 0% | $2,100 ¦ REopt Web Tool ¦ REopt Energy Integration & Optimization ¦ NLR | 68
LT Heat Pumps, net billing, full cost |  |  | 2200 | $2,200 ¦ REopt Web Tool ¦ REopt Energy Integration & Optimization ¦ NLR | ASHP, PV | 2: Full replacement heating | LT Heat Pumps, net billing, full cost | 47.85212, -122.56923 | Roofspace only | 8000 | PSE: 25 | Net billing | - | 0.06713 | propane | 2.01 | https://drive.google.com/file/d/1Xl5WOtWsJzfbC-Y8nCxkp4Y4Mozirc_L/view?usp=drive_link | 2024 | https://drive.google.com/file/d/12MjGV739OVxdOUym7sn516wQM4dv51MR/view?usp=drive_link | 100 | 2024 | 83.07 | 25 | 2.5 | 6 | 7.8 | 0 | - | Small Commercial | 2220 | Rooftop, Fixed | 335.4 | 10.7 | 0 | No MACRS | 0% | - | - | - | - | - | - | - | - | - | - | - | - | - | 0 | https://drive.google.com/file/d/1jrpu40DzxTFYY6LiD8LJLWmYTYBMVds2/view?usp=drive_link | 1 | 10 | No MACRS | 0% | $2,200 ¦ REopt Web Tool ¦ REopt Energy Integration & Optimization ¦ NLR | 57
LT Heat Pumps, net billing, full cost |  |  | 2300 | $2,300 ¦ REopt Web Tool ¦ REopt Energy Integration & Optimization ¦ NLR | ASHP, PV | 2: Full replacement heating | LT Heat Pumps, net billing, full cost | 47.85212, -122.56923 | Roofspace only | 8000 | PSE: 25 | Net billing | - | 0.06713 | propane | 2.01 | https://drive.google.com/file/d/1Xl5WOtWsJzfbC-Y8nCxkp4Y4Mozirc_L/view?usp=drive_link | 2024 | https://drive.google.com/file/d/12MjGV739OVxdOUym7sn516wQM4dv51MR/view?usp=drive_link | 100 | 2024 | 83.07 | 25 | 2.5 | 6 | 7.8 | 0 | - | Small Commercial | 2220 | Rooftop, Fixed | 335.4 | 10.7 | 0 | No MACRS | 0% | - | - | - | - | - | - | - | - | - | - | - | - | - | 0 | https://drive.google.com/file/d/1jrpu40DzxTFYY6LiD8LJLWmYTYBMVds2/view?usp=drive_link | 1 | 10 | No MACRS | 0% | $2,300 ¦ REopt Web Tool ¦ REopt Energy Integration & Optimization ¦ NLR | 49
LT Heat Pumps, net billing, full cost |  |  | 2500 | $2,500 ¦ REopt Web Tool ¦ REopt Energy Integration & Optimization ¦ NLR | ASHP, PV | 2: Full replacement heating | LT Heat Pumps, net billing, full cost | 47.85212, -122.56923 | Roofspace only | 8000 | PSE: 25 | Net billing | - | 0.06713 | propane | 2.01 | https://drive.google.com/file/d/1Xl5WOtWsJzfbC-Y8nCxkp4Y4Mozirc_L/view?usp=drive_link | 2024 | https://drive.google.com/file/d/12MjGV739OVxdOUym7sn516wQM4dv51MR/view?usp=drive_link | 100 | 2024 | 83.07 | 25 | 2.5 | 6 | 7.8 | 0 | - | Small Commercial | 2220 | Rooftop, Fixed | 335.4 | 10.7 | 0 | No MACRS | 0% | - | - | - | - | - | - | - | - | - | - | - | - | - | 0 | https://drive.google.com/file/d/1jrpu40DzxTFYY6LiD8LJLWmYTYBMVds2/view?usp=drive_link | 1 | 10 | No MACRS | 0% | $2,500 ¦ REopt Web Tool ¦ REopt Energy Integration & Optimization ¦ NLR | 39
LT Heat Pumps, net billing, full cost |  |  | 2700 | $2,700 ¦ REopt Web Tool ¦ REopt Energy Integration & Optimization ¦ NLR | ASHP, PV | 2: Full replacement heating | LT Heat Pumps, net billing, full cost | 47.85212, -122.56923 | Roofspace only | 8000 | PSE: 25 | Net billing | - | 0.06713 | propane | 2.01 | https://drive.google.com/file/d/1Xl5WOtWsJzfbC-Y8nCxkp4Y4Mozirc_L/view?usp=drive_link | 2024 | https://drive.google.com/file/d/12MjGV739OVxdOUym7sn516wQM4dv51MR/view?usp=drive_link | 100 | 2024 | 83.07 | 25 | 2.5 | 6 | 7.8 | 0 | - | Small Commercial | 2220 | Rooftop, Fixed | 335.4 | 10.7 | 0 | No MACRS | 0% | - | - | - | - | - | - | - | - | - | - | - | - | - | 0 | https://drive.google.com/file/d/1jrpu40DzxTFYY6LiD8LJLWmYTYBMVds2/view?usp=drive_link | 1 | 10 | No MACRS | 0% | $2,700 ¦ REopt Web Tool ¦ REopt Energy Integration & Optimization ¦ NLR | 32
LT Heat Pumps, net billing, full cost |  |  | 2900 | $2,900 ¦ REopt Web Tool ¦ REopt Energy Integration & Optimization ¦ NLR | ASHP, PV | 2: Full replacement heating | LT Heat Pumps, net billing, full cost | 47.85212, -122.56923 | Roofspace only | 8000 | PSE: 25 | Net billing | - | 0.06713 | propane | 2.01 | https://drive.google.com/file/d/1Xl5WOtWsJzfbC-Y8nCxkp4Y4Mozirc_L/view?usp=drive_link | 2024 | https://drive.google.com/file/d/12MjGV739OVxdOUym7sn516wQM4dv51MR/view?usp=drive_link | 100 | 2024 | 83.07 | 25 | 2.5 | 6 | 7.8 | 0 | - | Small Commercial | 2220 | Rooftop, Fixed | 335.4 | 10.7 | 0 | No MACRS | 0% | - | - | - | - | - | - | - | - | - | - | - | - | - | 0 | https://drive.google.com/file/d/1jrpu40DzxTFYY6LiD8LJLWmYTYBMVds2/view?usp=drive_link | 1 | 10 | No MACRS | 0% | $2,900 ¦ REopt Web Tool ¦ REopt Energy Integration & Optimization ¦ NLR | 27
LT Heat Pumps, net billing, full cost |  |  | 3200 | $3,200 ¦ REopt Web Tool ¦ REopt Energy Integration & Optimization ¦ NLR | ASHP, PV | 2: Full replacement heating | LT Heat Pumps, net billing, full cost | 47.85212, -122.56923 | Roofspace only | 8000 | PSE: 25 | Net billing | - | 0.06713 | propane | 2.01 | https://drive.google.com/file/d/1Xl5WOtWsJzfbC-Y8nCxkp4Y4Mozirc_L/view?usp=drive_link | 2024 | https://drive.google.com/file/d/12MjGV739OVxdOUym7sn516wQM4dv51MR/view?usp=drive_link | 100 | 2024 | 83.07 | 25 | 2.5 | 6 | 7.8 | 0 | - | Small Commercial | 2220 | Rooftop, Fixed | 335.4 | 10.7 | 0 | No MACRS | 0% | - | - | - | - | - | - | - | - | - | - | - | - | - | 0 | https://drive.google.com/file/d/1jrpu40DzxTFYY6LiD8LJLWmYTYBMVds2/view?usp=drive_link | 1 | 10 | No MACRS | 0% | $3,200 ¦ REopt Web Tool ¦ REopt Energy Integration & Optimization ¦ NLR | 21
LT Heat Pumps, net billing, full cost |  |  | 3600 | $3,600 ¦ REopt Web Tool ¦ REopt Energy Integration & Optimization ¦ NLR | ASHP, PV | 2: Full replacement heating | LT Heat Pumps, net billing, full cost | 47.85212, -122.56923 | Roofspace only | 8000 | PSE: 25 | Net billing | - | 0.06713 | propane | 2.01 | https://drive.google.com/file/d/1Xl5WOtWsJzfbC-Y8nCxkp4Y4Mozirc_L/view?usp=drive_link | 2024 | https://drive.google.com/file/d/12MjGV739OVxdOUym7sn516wQM4dv51MR/view?usp=drive_link | 100 | 2024 | 83.07 | 25 | 2.5 | 6 | 7.8 | 0 | - | Small Commercial | 2220 | Rooftop, Fixed | 335.4 | 10.7 | 0 | No MACRS | 0% | - | - | - | - | - | - | - | - | - | - | - | - | - | 0 | https://drive.google.com/file/d/1jrpu40DzxTFYY6LiD8LJLWmYTYBMVds2/view?usp=drive_link | 1 | 10 | No MACRS | 0% | $3,600 ¦ REopt Web Tool ¦ REopt Energy Integration & Optimization ¦ NLR | 17
LT Heat Pumps, net billing, full cost |  |  | 4200 | $4,200 ¦ REopt Web Tool ¦ REopt Energy Integration & Optimization ¦ NLR | ASHP, PV | 2: Full replacement heating | LT Heat Pumps, net billing, full cost | 47.85212, -122.56923 | Roofspace only | 8000 | PSE: 25 | Net billing | - | 0.06713 | propane | 2.01 | https://drive.google.com/file/d/1Xl5WOtWsJzfbC-Y8nCxkp4Y4Mozirc_L/view?usp=drive_link | 2024 | https://drive.google.com/file/d/12MjGV739OVxdOUym7sn516wQM4dv51MR/view?usp=drive_link | 100 | 2024 | 83.07 | 25 | 2.5 | 6 | 7.8 | 0 | - | Small Commercial | 2220 | Rooftop, Fixed | 335.4 | 10.7 | 0 | No MACRS | 0% | - | - | - | - | - | - | - | - | - | - | - | - | - | 0 | https://drive.google.com/file/d/1jrpu40DzxTFYY6LiD8LJLWmYTYBMVds2/view?usp=drive_link | 1 | 10 | No MACRS | 0% | $4,200 ¦ REopt Web Tool ¦ REopt Energy Integration & Optimization ¦ NLR | 11
LT Heat Pumps, net billing, full cost |  |  | 4800 | $4,800 ¦ REopt Web Tool ¦ REopt Energy Integration & Optimization ¦ NLR | ASHP, PV | 2: Full replacement heating | LT Heat Pumps, net billing, full cost | 47.85212, -122.56923 | Roofspace only | 8000 | PSE: 25 | Net billing | - | 0.06713 | propane | 2.01 | https://drive.google.com/file/d/1Xl5WOtWsJzfbC-Y8nCxkp4Y4Mozirc_L/view?usp=drive_link | 2024 | https://drive.google.com/file/d/12MjGV739OVxdOUym7sn516wQM4dv51MR/view?usp=drive_link | 100 | 2024 | 83.07 | 25 | 2.5 | 6 | 7.8 | 0 | - | Small Commercial | 2220 | Rooftop, Fixed | 335.4 | 10.7 | 0 | No MACRS | 0% | - | - | - | - | - | - | - | - | - | - | - | - | - | 0 | https://drive.google.com/file/d/1jrpu40DzxTFYY6LiD8LJLWmYTYBMVds2/view?usp=drive_link | 1 | 10 | No MACRS | 0% | $4,800 ¦ REopt Web Tool ¦ REopt Energy Integration & Optimization ¦ NLR | 0

## LTHP Escalation Rate sensitivit
Scenario | Net metering | Net billing | Electricity cost escalation rate, nominal (%/year) | REopt Results: | Select Technologies to Evaluate | Air-Source Heat Pump configuration | Evaluation name | Site location (latitude, longitude) | PV & wind space available | Roofspace available (sq ft) | Electricity rate | Compensation type | Net metering system size limit (kW) | Net billing compensation for all exports ($/kWh) | Existing heating system fuel type | Annual existing heating system fuel cost ($/gallon) | Upload typical electric load profile | Year of load profile | Upload typical heating load profile | Space heating load percent of total heating load (%) | Year of load profile | Existing heating system efficiency (% HHV-basis) | Analysis period (years) | Host discount rate, nominal (%) | Electricity cost escalation rate, nominal (%/year) | Existing heating system fuel cost escalation rate, nominal (%/year) | Host effective tax rate (%) | Emissions | Size class | System capital cost ($/kW-DC) | Array type | Array azimuth (deg) | Array tilt (deg) | Federal Incentive based on percentage of cost (%) | MACRS schedule | MACRS bonus depreciation | Energy capacity cost ($/kWh) | Power capacity cost ($/kW) | Constant cost ($) | Minimum energy capacity (kWh) | Maximum energy capacity (kWh) | Energy capacity replacement cost ($/kWh) | Power capacity replacement cost ($/kWh) | Constant replacement cost ($) | Minimum power capacity (kW) | Maximum power capacity (kW) | Federal Incentive based on percentage of cost (%) | MACRS schedule | MACRS bonus depreciation | Total installed cost ($/ton) | Upload COP Table | Heat pump capacity sizing factor | Resistive heating back-up temperature threshold (°F) | MACRS schedule | MACRS bonus depreciation | REopt Results: | Optimized PV size (kW) | Optimized ASHP size (tonnes) | Optimized Battery Power and Capacity (kW/kWh) | Potential Life Cycle Savings | Avg. Annual Grid Serving Load (kWh) | Avg. Annual Grid Charging Battery (kWh) | Avg. Annual Grid Total Electricity Consumed (kWh) | Avg. Annual PV Serving Load (kWh) | Avg. Annual PV Charging Battery (kWh) | Avg. Annual PV Exported to Grid (kWh) | Avg. Annual PV Curtailment (kWh) | Avg. Annual PV Total Electricity Produced (kWh) | Avg. Annual Battery Serving Load (kWh) | Non-PV Average Annual Energy Supplied from Grid (kWh) | PV System Average Annual Energy Supplied from Grid (kWh) | Difference in Avg. Annual Energy Supplied from Grid | w/PV Annual Renewable Electricity (% of electricity consumed) | PV Avoided CO2e Emissions throughout Analysis Period | Non-PV Total Year 1 Elec Cost - Pre-Tax | PV Total Year 1 Elec Cost - Pre-Tax | Difference Total Year 1 Elec Cost | Non-PV Total Full Period Elec Cost | PV Total Full Period Elec Cost | Difference in Full Period Utility Cost | Non-PV Total Life Cycle Costs | PV/Battery Total Life Cycle Costs | Difference in Total life cycle costs | w/PV/ Battery Net Present Value | Payback Period for PV /Battery (yrs)
LT Heat Pumps, no PV, full cost |  |  | 0 | LT Heat Pumps, no PV, full cost, 0% escalation | ASHP | 2: Full replacement heating | LT Heat Pumps, no PV, net metering, full cost, 0% escalation | 47.85212, -122.56923 | Roofspace only | 8000 | PSE: 25 | - | 100 | - | propane | 2.01 | https://drive.google.com/file/d/1Xl5WOtWsJzfbC-Y8nCxkp4Y4Mozirc_L/view?usp=drive_link | 2024 | https://drive.google.com/file/d/12MjGV739OVxdOUym7sn516wQM4dv51MR/view?usp=drive_link | 100 | 2024 | 83.07 | 25 | 2.5 | 0 | 7.8 | 0 | - | Small Commercial | - | Rooftop, Fixed | 335.4 | 10.7 | 0 | No MACRS | 0% | - | - | - | - | - | - | - | - | - | - | - | - | - | 0 | https://drive.google.com/file/d/1jrpu40DzxTFYY6LiD8LJLWmYTYBMVds2/view?usp=drive_link | 1 | 10 | No MACRS | 0% | LT Heat Pumps, no PV, full cost, 0% escalation | - | 35 | - | 243117 | - | - | - | - | - | - | - | - | - | [12 empty] | 438012
LT Heat Pumps, no PV, full cost |  |  | 2 | LT Heat Pumps, no PV, full cost, 2% escalation | ASHP | 2: Full replacement heating | LT Heat Pumps, no PV, full cost, 2% escalation | 47.85212, -122.56923 | Roofspace only | 8000 | PSE: 25 | - | 100 | - | propane | 2.01 | https://drive.google.com/file/d/1Xl5WOtWsJzfbC-Y8nCxkp4Y4Mozirc_L/view?usp=drive_link | 2024 | https://drive.google.com/file/d/12MjGV739OVxdOUym7sn516wQM4dv51MR/view?usp=drive_link | 100 | 2024 | 83.07 | 25 | 2.5 | 2 | 7.8 | 0 | - | Small Commercial | - | Rooftop, Fixed | 335.4 | 10.7 | 0 | No MACRS | 0% | - | - | - | - | - | - | - | - | - | - | - | - | - | 0 | https://drive.google.com/file/d/1jrpu40DzxTFYY6LiD8LJLWmYTYBMVds2/view?usp=drive_link | 1 | 10 | No MACRS | 0% | LT Heat Pumps, no PV, full cost, 2% escalation | - | 35 | - | 165443 | - | - | - | - | - | - | - | - | - | [12 empty] | 558078
LT Heat Pumps, no PV, full cost |  |  | 4 | LT Heat Pumps, no PV, full cost, 4% escalation | ASHP | 2: Full replacement heating | LT Heat Pumps, no PV, full cost, 4% escalation | 47.85212, -122.56923 | Roofspace only | 8000 | PSE: 25 | - | 100 | - | propane | 2.01 | https://drive.google.com/file/d/1Xl5WOtWsJzfbC-Y8nCxkp4Y4Mozirc_L/view?usp=drive_link | 2024 | https://drive.google.com/file/d/12MjGV739OVxdOUym7sn516wQM4dv51MR/view?usp=drive_link | 100 | 2024 | 83.07 | 25 | 2.5 | 4 | 7.8 | 0 | - | Small Commercial | - | Rooftop, Fixed | 335.4 | 10.7 | 0 | No MACRS | 0% | - | - | - | - | - | - | - | - | - | - | - | - | - | 0 | https://drive.google.com/file/d/1jrpu40DzxTFYY6LiD8LJLWmYTYBMVds2/view?usp=drive_link | 1 | 10 | No MACRS | 0% | LT Heat Pumps, no PV, full cost, 4% escalation | - | 35 | - | 59505 | - | - | - | - | - | - | - | - | - | [12 empty] | 721833
LT Heat Pumps, no PV, full cost |  |  | 6 | LT Heat Pumps, no PV, full cost, 6% escalation | ASHP | 2: Full replacement heating | LT Heat Pumps, no PV, full cost, 6% escalation | 47.85212, -122.56923 | Roofspace only | 8000 | PSE: 25 | - | 100 | - | propane | 2.01 | https://drive.google.com/file/d/1Xl5WOtWsJzfbC-Y8nCxkp4Y4Mozirc_L/view?usp=drive_link | 2024 | https://drive.google.com/file/d/12MjGV739OVxdOUym7sn516wQM4dv51MR/view?usp=drive_link | 100 | 2024 | 83.07 | 25 | 2.5 | 6 | 7.8 | 0 | - | Small Commercial | - | Rooftop, Fixed | 335.4 | 10.7 | 0 | No MACRS | 0% | - | - | - | - | - | - | - | - | - | - | - | - | - | 0 | https://drive.google.com/file/d/1jrpu40DzxTFYY6LiD8LJLWmYTYBMVds2/view?usp=drive_link | 1 | 10 | No MACRS | 0% | LT Heat Pumps, no PV, full cost, 6% escalation | - | 35 | - | -86028 | - | - | - | - | - | - | - | - | - | [12 empty] | 946792
LT Heat Pumps, no PV, full cost |  |  | 8 | LT Heat Pumps, no PV, full cost, 8% escalation | ASHP | 2: Full replacement heating | LT Heat Pumps, no PV, full cost, 8% escalation | 47.85212, -122.56923 | Roofspace only | 8000 | PSE: 25 | - | 100 | - | propane | 2.01 | https://drive.google.com/file/d/1Xl5WOtWsJzfbC-Y8nCxkp4Y4Mozirc_L/view?usp=drive_link | 2024 | https://drive.google.com/file/d/12MjGV739OVxdOUym7sn516wQM4dv51MR/view?usp=drive_link | 100 | 2024 | 83.07 | 25 | 2.5 | 8 | 7.8 | 0 | - | Small Commercial | - | Rooftop, Fixed | 335.4 | 10.7 | 0 | No MACRS | 0% | - | - | - | - | - | - | - | - | - | - | - | - | - | 0 | https://drive.google.com/file/d/1jrpu40DzxTFYY6LiD8LJLWmYTYBMVds2/view?usp=drive_link | 1 | 10 | No MACRS | 0% | LT Heat Pumps, no PV, full cost, 8% escalation | - | 35 | - | -287117 | - | - | - | - | - | - | - | - | - | [12 empty] | 1257627
LT Heat Pumps, no PV, full cost |  |  | 10 | LT Heat Pumps, no PV, full cost, 10% escalation | ASHP | 2: Full replacement heating | LT Heat Pumps, no PV, full cost, 10% escalation | 47.85212, -122.56923 | Roofspace only | 8000 | PSE: 25 | - | 100 | - | propane | 2.01 | https://drive.google.com/file/d/1Xl5WOtWsJzfbC-Y8nCxkp4Y4Mozirc_L/view?usp=drive_link | 2024 | https://drive.google.com/file/d/12MjGV739OVxdOUym7sn516wQM4dv51MR/view?usp=drive_link | 100 | 2024 | 83.07 | 25 | 2.5 | 10 | 7.8 | 0 | - | Small Commercial | - | Rooftop, Fixed | 335.4 | 10.7 | 0 | No MACRS | 0% | - | - | - | - | - | - | - | - | - | - | - | - | - | 0 | https://drive.google.com/file/d/1jrpu40DzxTFYY6LiD8LJLWmYTYBMVds2/view?usp=drive_link | 1 | 10 | No MACRS | 0% | LT Heat Pumps, no PV, full cost, 10% escalation | - | 35 | - | -566212 | - | - | - | - | - | - | - | - | - | [12 empty] | 1689043
LT Heat Pumps, net metering, full cost |  |  | 0 | LT Heat Pumps, net metering, full cost, 0% escalation | ASHP, PV | 2: Full replacement heating | LT Heat Pumps, net metering, full cost, 0% escalation | 47.85212, -122.56923 | Roofspace only | 8000 | PSE: 25 | Net metering | 100 | - | propane | 2.01 | https://drive.google.com/file/d/1Xl5WOtWsJzfbC-Y8nCxkp4Y4Mozirc_L/view?usp=drive_link | 2024 | https://drive.google.com/file/d/12MjGV739OVxdOUym7sn516wQM4dv51MR/view?usp=drive_link | 100 | 2024 | 83.07 | 25 | 2.5 | 0 | 7.8 | 0 | - | Small Commercial | 2220 | Rooftop, Fixed | 335.4 | 10.7 | 0 | No MACRS | 0% | - | - | - | - | - | - | - | - | - | - | - | - | - | 0 | https://drive.google.com/file/d/1jrpu40DzxTFYY6LiD8LJLWmYTYBMVds2/view?usp=drive_link | 1 | 10 | No MACRS | 0% | LT Heat Pumps, net metering, full cost, 0% escalation | 0 | 35 | - | 243117 |  | - | [19 empty] | 438012
LT Heat Pumps, net metering, full cost |  |  | 2 | LT Heat Pumps, net metering, full cost, 2% escalation | ASHP, PV | 2: Full replacement heating | LT Heat Pumps, net metering, full cost, 2% escalation | 47.85212, -122.56923 | Roofspace only | 8000 | PSE: 25 | Net metering | 100 | - | propane | 2.01 | https://drive.google.com/file/d/1Xl5WOtWsJzfbC-Y8nCxkp4Y4Mozirc_L/view?usp=drive_link | 2024 | https://drive.google.com/file/d/12MjGV739OVxdOUym7sn516wQM4dv51MR/view?usp=drive_link | 100 | 2024 | 83.07 | 25 | 2.5 | 2 | 7.8 | 0 | - | Small Commercial | 2220 | Rooftop, Fixed | 335.4 | 10.7 | 0 | No MACRS | 0% | - | - | - | - | - | - | - | - | - | - | - | - | - | 0 | https://drive.google.com/file/d/1jrpu40DzxTFYY6LiD8LJLWmYTYBMVds2/view?usp=drive_link | 1 | 10 | No MACRS | 0% | LT Heat Pumps, net metering, full cost, 2% escalation | 37 | 35 | - | 169396 |  | - | [19 empty] | 554124
LT Heat Pumps, net metering, full cost |  |  | 4 | LT Heat Pumps, net metering, full cost, 4% escalation | ASHP, PV | 2: Full replacement heating | LT Heat Pumps, net metering, full cost, 4% escalation | 47.85212, -122.56923 | Roofspace only | 8000 | PSE: 25 | Net metering | 100 | - | propane | 2.01 | https://drive.google.com/file/d/1Xl5WOtWsJzfbC-Y8nCxkp4Y4Mozirc_L/view?usp=drive_link | 2024 | https://drive.google.com/file/d/12MjGV739OVxdOUym7sn516wQM4dv51MR/view?usp=drive_link | 100 | 2024 | 83.07 | 25 | 2.5 | 4 | 7.8 | 0 | - | Small Commercial | 2220 | Rooftop, Fixed | 335.4 | 10.7 | 0 | No MACRS | 0% | - | - | - | - | - | - | - | - | - | - | - | - | - | 0 | https://drive.google.com/file/d/1jrpu40DzxTFYY6LiD8LJLWmYTYBMVds2/view?usp=drive_link | 1 | 10 | No MACRS | 0% | LT Heat Pumps, net metering, full cost, 4% escalation | 80 | 35 | - | 128419 |  | - | [19 empty] | 652918
LT Heat Pumps, net metering, full cost |  |  | 6 | LT Heat Pumps, net metering, full cost, 6% escalation | ASHP, PV | 2: Full replacement heating | LT Heat Pumps, net metering, full cost, 6% escalation | 47.85212, -122.56923 | Roofspace only | 8000 | PSE: 25 | Net metering | 100 | - | propane | 2.01 | https://drive.google.com/file/d/1Xl5WOtWsJzfbC-Y8nCxkp4Y4Mozirc_L/view?usp=drive_link | 2024 | https://drive.google.com/file/d/12MjGV739OVxdOUym7sn516wQM4dv51MR/view?usp=drive_link | 100 | 2024 | 83.07 | 25 | 2.5 | 6 | 7.8 | 0 | - | Small Commercial | 2220 | Rooftop, Fixed | 335.4 | 10.7 | 0 | No MACRS | 0% | - | - | - | - | - | - | - | - | - | - | - | - | - | 0 | https://drive.google.com/file/d/1jrpu40DzxTFYY6LiD8LJLWmYTYBMVds2/view?usp=drive_link | 1 | 10 | No MACRS | 0% | LT Heat Pumps, net metering, full cost, 6% escalation | 80 | 35 | - | 74069 |  | - | [19 empty] | 786695
LT Heat Pumps, net metering, full cost |  |  | 8 | LT Heat Pumps, net metering, full cost, 8% escalation | ASHP, PV | 2: Full replacement heating | LT Heat Pumps, net metering, full cost, 8% escalation | 47.85212, -122.56923 | Roofspace only | 8000 | PSE: 25 | Net metering | 100 | - | propane | 2.01 | https://drive.google.com/file/d/1Xl5WOtWsJzfbC-Y8nCxkp4Y4Mozirc_L/view?usp=drive_link | 2024 | https://drive.google.com/file/d/12MjGV739OVxdOUym7sn516wQM4dv51MR/view?usp=drive_link | 100 | 2024 | 83.07 | 25 | 2.5 | 8 | 7.8 | 0 | - | Small Commercial | 2220 | Rooftop, Fixed | 335.4 | 10.7 | 0 | No MACRS | 0% | - | - | - | - | - | - | - | - | - | - | - | - | - | 0 | https://drive.google.com/file/d/1jrpu40DzxTFYY6LiD8LJLWmYTYBMVds2/view?usp=drive_link | 1 | 10 | No MACRS | 0% | LT Heat Pumps, net metering, full cost, 8% escalation | 80 | 35 | - | -1395 |  | - | [19 empty] | 971906
LT Heat Pumps, net metering, full cost |  |  | 10 | LT Heat Pumps, net metering, full cost, 10% escalation | ASHP, PV | 2: Full replacement heating | LT Heat Pumps, net metering, full cost, 10% escalation | 47.85212, -122.56923 | Roofspace only | 8000 | PSE: 25 | Net metering | 100 | - | propane | 2.01 | https://drive.google.com/file/d/1Xl5WOtWsJzfbC-Y8nCxkp4Y4Mozirc_L/view?usp=drive_link | 2024 | https://drive.google.com/file/d/12MjGV739OVxdOUym7sn516wQM4dv51MR/view?usp=drive_link | 100 | 2024 | 83.07 | 25 | 2.5 | 10 | 7.8 | 0 | - | Small Commercial | 2220 | Rooftop, Fixed | 335.4 | 10.7 | 0 | No MACRS | 0% | - | - | - | - | - | - | - | - | - | - | - | - | - | 0 | https://drive.google.com/file/d/1jrpu40DzxTFYY6LiD8LJLWmYTYBMVds2/view?usp=drive_link | 1 | 10 | No MACRS | 0% | LT Heat Pumps, net metering, full cost, 10% escalation | 80 | 35 | - | -106592 |  | - | [19 empty] | 1229423
LT Heat Pumps, net billing, full cost |  |  | 0 | LT Heat Pumps, net billing, full cost, 0% escalation | ASHP, PV | 2: Full replacement heating | LT Heat Pumps, net billing, full cost, 0% escalation | 47.85212, -122.56923 | Roofspace only | 8000 | PSE: 25 | Net billing | - | 0.06713 | propane | 2.01 | https://drive.google.com/file/d/1Xl5WOtWsJzfbC-Y8nCxkp4Y4Mozirc_L/view?usp=drive_link | 2024 | https://drive.google.com/file/d/12MjGV739OVxdOUym7sn516wQM4dv51MR/view?usp=drive_link | 100 | 2024 | 83.07 | 25 | 2.5 | 0 | 7.8 | 0 | - | Small Commercial | 2220 | Rooftop, Fixed | 335.4 | 10.7 | 0 | No MACRS | 0% | - | - | - | - | - | - | - | - | - | - | - | - | - | 0 | https://drive.google.com/file/d/1jrpu40DzxTFYY6LiD8LJLWmYTYBMVds2/view?usp=drive_link | 1 | 10 | No MACRS | 0% | LT Heat Pumps, net billing, full cost, 0% escalation | 0 | 35 | - | 243117 |  | - | [19 empty] | 438012
LT Heat Pumps, net billing, full cost |  |  | 2 | LT Heat Pumps, net billing, full cost, 2% escalation | ASHP, PV | 2: Full replacement heating | LT Heat Pumps, net billing, full cost, 2% escalation | 47.85212, -122.56923 | Roofspace only | 8000 | PSE: 25 | Net billing | - | 0.06713 | propane | 2.01 | https://drive.google.com/file/d/1Xl5WOtWsJzfbC-Y8nCxkp4Y4Mozirc_L/view?usp=drive_link | 2024 | https://drive.google.com/file/d/12MjGV739OVxdOUym7sn516wQM4dv51MR/view?usp=drive_link | 100 | 2024 | 83.07 | 25 | 2.5 | 2 | 7.8 | 0 | - | Small Commercial | 2220 | Rooftop, Fixed | 335.4 | 10.7 | 0 | No MACRS | 0% | - | - | - | - | - | - | - | - | - | - | - | - | - | 0 | https://drive.google.com/file/d/1jrpu40DzxTFYY6LiD8LJLWmYTYBMVds2/view?usp=drive_link | 1 | 10 | No MACRS | 0% | LT Heat Pumps, net billing, full cost, 2% escalation | 12 | 35 | - | 167461 |  | - | [19 empty] | 556059
LT Heat Pumps, net billing, full cost |  |  | 4 | LT Heat Pumps, net billing, full cost, 4% escalation | ASHP, PV | 2: Full replacement heating | LT Heat Pumps, net billing, full cost, 4% escalation | 47.85212, -122.56923 | Roofspace only | 8000 | PSE: 25 | Net billing | - | 0.06713 | propane | 2.01 | https://drive.google.com/file/d/1Xl5WOtWsJzfbC-Y8nCxkp4Y4Mozirc_L/view?usp=drive_link | 2024 | https://drive.google.com/file/d/12MjGV739OVxdOUym7sn516wQM4dv51MR/view?usp=drive_link | 100 | 2024 | 83.07 | 25 | 2.5 | 4 | 7.8 | 0 | - | Small Commercial | 2220 | Rooftop, Fixed | 335.4 | 10.7 | 0 | No MACRS | 0% | - | - | - | - | - | - | - | - | - | - | - | - | - | 0 | https://drive.google.com/file/d/1jrpu40DzxTFYY6LiD8LJLWmYTYBMVds2/view?usp=drive_link | 1 | 10 | No MACRS | 0% | LT Heat Pumps, net billing, full cost, 4% escalation | 23 | 35 | - | 75793 |  | - | [19 empty] | 705545
LT Heat Pumps, net billing, full cost |  |  | 6 | LT Heat Pumps, net billing, full cost, 6% escalation | ASHP, PV | 2: Full replacement heating | LT Heat Pumps, net billing, full cost, 6% escalation | 47.85212, -122.56923 | Roofspace only | 8000 | PSE: 25 | Net billing | - | 0.06713 | propane | 2.01 | https://drive.google.com/file/d/1Xl5WOtWsJzfbC-Y8nCxkp4Y4Mozirc_L/view?usp=drive_link | 2024 | https://drive.google.com/file/d/12MjGV739OVxdOUym7sn516wQM4dv51MR/view?usp=drive_link | 100 | 2024 | 83.07 | 25 | 2.5 | 6 | 7.8 | 0 | - | Small Commercial | 2220 | Rooftop, Fixed | 335.4 | 10.7 | 0 | No MACRS | 0% | - | - | - | - | - | - | - | - | - | - | - | - | - | 0 | https://drive.google.com/file/d/1jrpu40DzxTFYY6LiD8LJLWmYTYBMVds2/view?usp=drive_link | 1 | 10 | No MACRS | 0% | LT Heat Pumps, net billing, full cost, 6% escalation | 55 | 35 | - | -33927 |  | - | [19 empty] | 894691
LT Heat Pumps, net billing, full cost |  |  | 8 | LT Heat Pumps, net billing, full cost, 8% escalation | ASHP, PV | 2: Full replacement heating | LT Heat Pumps, net billing, full cost, 8% escalation | 47.85212, -122.56923 | Roofspace only | 8000 | PSE: 25 | Net billing | - | 0.06713 | propane | 2.01 | https://drive.google.com/file/d/1Xl5WOtWsJzfbC-Y8nCxkp4Y4Mozirc_L/view?usp=drive_link | 2024 | https://drive.google.com/file/d/12MjGV739OVxdOUym7sn516wQM4dv51MR/view?usp=drive_link | 100 | 2024 | 83.07 | 25 | 2.5 | 8 | 7.8 | 0 | - | Small Commercial | 2220 | Rooftop, Fixed | 335.4 | 10.7 | 0 | No MACRS | 0% | - | - | - | - | - | - | - | - | - | - | - | - | - | 0 | https://drive.google.com/file/d/1jrpu40DzxTFYY6LiD8LJLWmYTYBMVds2/view?usp=drive_link | 1 | 10 | No MACRS | 0% | LT Heat Pumps, net billing, full cost, 8% escalation | 80 | 35 | - | -147606 |  | - | [19 empty] | 1118116
LT Heat Pumps, net billing, full cost |  |  | 10 | LT Heat Pumps, net billing, full cost, 10% escalation | ASHP, PV | 2: Full replacement heating | LT Heat Pumps, net billing, full cost, 10% escalation | 47.85212, -122.56923 | Roofspace only | 8000 | PSE: 25 | Net billing | - | 0.06713 | propane | 2.01 | https://drive.google.com/file/d/1Xl5WOtWsJzfbC-Y8nCxkp4Y4Mozirc_L/view?usp=drive_link | 2024 | https://drive.google.com/file/d/12MjGV739OVxdOUym7sn516wQM4dv51MR/view?usp=drive_link | 100 | 2024 | 83.07 | 25 | 2.5 | 10 | 7.8 | 0 | - | Small Commercial | 2220 | Rooftop, Fixed | 335.4 | 10.7 | 0 | No MACRS | 0% | - | - | - | - | - | - | - | - | - | - | - | - | - | 0 | https://drive.google.com/file/d/1jrpu40DzxTFYY6LiD8LJLWmYTYBMVds2/view?usp=drive_link | 1 | 10 | No MACRS | 0% | LT Heat Pumps, net billing, full cost, 10% escalation | 80 | 35 | - | -301704 |  | - | [19 empty] | 1424534
If direct equation they clearly follow, you don't need to bother with running all - would also be useful to plot as a curve
Life Cycle Savings
Electricity cost escalation rate, nominal (%/year) | No PV | Net metering | Net billing
0 | 243117 | 243117 | 243117
2 | 165443 | 169396 | 167461
4 | 59505 | 128419 | 75793
6 | -86028 | 74069 | -33927
8 | -287117 | -1395 | -147606
10 | -566212 | -106592 | -301704
Life Cycle Costs
Electricity cost escalation rate, nominal (%/year) | No PV | Net metering | Net billing
0 | 548012 | 548012 | 548012
2 | 668078 | 664124 | 666059
4 | 831833 | 762918 | 815545
6 | 1056792 | 896695 | 1004691
8 | 1367627 | 1081906 | 1228116
10 | 1799043 | 1339423 | 1534534
Electricity cost escalation rate, nominal (%/year) | Net metering | Net billing
0 | 0 | 0
2 | 37 | 12
4 | 80 | 23
6 | 80 | 55
8 | 80 | 80
10 | 80 | 80
Scenario | Net metering | Net billing | Annual existing heating system fuel cost ($/gallon) | REopt Results: | Select Technologies to Evaluate | Air-Source Heat Pump configuration | Evaluation name | Site location (latitude, longitude) | PV & wind space available | Roofspace available (sq ft) | Electricity rate | Compensation type | Net metering system size limit (kW) | Net billing compensation for all exports ($/kWh) | Existing heating system fuel type | Annual existing heating system fuel cost ($/gallon) | Upload typical electric load profile | Year of load profile | Upload typical heating load profile | Space heating load percent of total heating load (%) | Year of load profile | Existing heating system efficiency (% HHV-basis) | Analysis period (years) | Host discount rate, nominal (%) | Electricity cost escalation rate, nominal (%/year) | Existing heating system fuel cost escalation rate, nominal (%/year) | Host effective tax rate (%) | Emissions | Size class | System capital cost ($/kW-DC) | Array type | Array azimuth (deg) | Array tilt (deg) | Federal Incentive based on percentage of cost (%) | MACRS schedule | MACRS bonus depreciation | Energy capacity cost ($/kWh) | Power capacity cost ($/kW) | Constant cost ($) | Minimum energy capacity (kWh) | Maximum energy capacity (kWh) | Energy capacity replacement cost ($/kWh) | Power capacity replacement cost ($/kWh) | Constant replacement cost ($) | Minimum power capacity (kW) | Maximum power capacity (kW) | Federal Incentive based on percentage of cost (%) | MACRS schedule | MACRS bonus depreciation | Total installed cost ($/ton) | Upload COP Table | Heat pump capacity sizing factor | Resistive heating back-up temperature threshold (°F) | MACRS schedule | MACRS bonus depreciation | REopt Results: | Optimized PV size (kW) | Optimized ASHP size (tonnes) | Optimized Battery Power and Capacity (kW/kWh) | Potential Life Cycle Savings | Avg. Annual Grid Serving Load (kWh) | Avg. Annual Grid Charging Battery (kWh) | Avg. Annual Grid Total Electricity Consumed (kWh) | Avg. Annual PV Serving Load (kWh) | Avg. Annual PV Charging Battery (kWh) | Avg. Annual PV Exported to Grid (kWh) | Avg. Annual PV Curtailment (kWh) | Avg. Annual PV Total Electricity Produced (kWh) | Avg. Annual Battery Serving Load (kWh) | Non-PV Average Annual Energy Supplied from Grid (kWh) | PV System Average Annual Energy Supplied from Grid (kWh) | Difference in Avg. Annual Energy Supplied from Grid | w/PV Annual Renewable Electricity (% of electricity consumed) | PV Avoided CO2e Emissions throughout Analysis Period | Non-PV Total Year 1 Elec Cost - Pre-Tax | PV Total Year 1 Elec Cost - Pre-Tax | Difference Total Year 1 Elec Cost | Non-PV Total Full Period Elec Cost | PV Total Full Period Elec Cost | Difference in Full Period Utility Cost | BAU Total Life Cycle Costs | New Total Life Cycle Costs | Difference in Total life cycle costs | w/PV/ Battery Net Present Value | Payback Period for PV /Battery (yrs)
LT Heat Pumps, no PV, full cost |  |  | 1.5 | LT Heat Pumps, no PV, full cost, $1.50 propane rate ¦ REopt Web Tool ¦ REopt Energy Integration & Optimization ¦ NLR | ASHP | 2: Full replacement heating | LT Heat Pumps, no PV, full cost, $1.50 propane rate | 47.85212, -122.56923 | Roofspace only | 8000 | PSE: 24 | - | 100 | - | propane | 1.5 | https://drive.google.com/file/d/1Xl5WOtWsJzfbC-Y8nCxkp4Y4Mozirc_L/view?usp=drive_link | 2024 | https://drive.google.com/file/d/12MjGV739OVxdOUym7sn516wQM4dv51MR/view?usp=drive_link | 100 | 2024 | 83.07 | 25 | 2.5 | 6 | 7.8 | 0 | - | Small Commercial | - | Rooftop, Fixed | 335.4 | 10.7 | 0 | No MACRS | 0% | - | - | - | - | - | - | - | - | - | - | - | - | - | 0 | https://drive.google.com/file/d/1jrpu40DzxTFYY6LiD8LJLWmYTYBMVds2/view?usp=drive_link | 1 | 10 | No MACRS | 0% | LT Heat Pumps, net metering, full cost, 0% escalation | - | 35 | - | -219612 | - | - | - | - | - | - | - | - | - | [11 empty] | 748333 | 946792
LT Heat Pumps, no PV, full cost |  |  | 1.75 | LT Heat Pumps, no PV, full cost, $1.75 propane rate ¦ REopt Web Tool ¦ REopt Energy Integration & Optimization ¦ NLR | ASHP | 2: Full replacement heating | LT Heat Pumps, no PV, full cost, $1.75 propane rate | 47.85212, -122.56923 | Roofspace only | 8000 | PSE: 24 | - | 100 | - | propane | 1.75 | https://drive.google.com/file/d/1Xl5WOtWsJzfbC-Y8nCxkp4Y4Mozirc_L/view?usp=drive_link | 2024 | https://drive.google.com/file/d/12MjGV739OVxdOUym7sn516wQM4dv51MR/view?usp=drive_link | 100 | 2024 | 83.07 | 25 | 2.5 | 6 | 7.8 | 0 | - | Small Commercial | - | Rooftop, Fixed | 335.4 | 10.7 | 0 | No MACRS | 0% | - | - | - | - | - | - | - | - | - | - | - | - | - | 0 | https://drive.google.com/file/d/1jrpu40DzxTFYY6LiD8LJLWmYTYBMVds2/view?usp=drive_link | 1 | 10 | No MACRS | 0% | LT Heat Pumps, net metering, full cost, 2% escalation | - | 35 | - | -154130 | - | - | - | - | - | - | - | - | - | [11 empty] | 813816 | 946792
LT Heat Pumps, no PV, full cost |  |  | 2.01 | LT Heat Pumps, no PV, full cost, $2.00 propane rate ¦ REopt Web Tool ¦ REopt Energy Integration & Optimization ¦ NLR | ASHP | 2: Full replacement heating | LT Heat Pumps, no PV, full cost, $2.00 propane rate | 47.85212, -122.56923 | Roofspace only | 8000 | PSE: 24 | - | 100 | - | propane | 2 | https://drive.google.com/file/d/1Xl5WOtWsJzfbC-Y8nCxkp4Y4Mozirc_L/view?usp=drive_link | 2024 | https://drive.google.com/file/d/12MjGV739OVxdOUym7sn516wQM4dv51MR/view?usp=drive_link | 100 | 2024 | 83.07 | 25 | 2.5 | 6 | 7.8 | 0 | - | Small Commercial | - | Rooftop, Fixed | 335.4 | 10.7 | 0 | No MACRS | 0% | - | - | - | - | - | - | - | - | - | - | - | - | - | 0 | https://drive.google.com/file/d/1jrpu40DzxTFYY6LiD8LJLWmYTYBMVds2/view?usp=drive_link | 1 | 10 | No MACRS | 0% | LT Heat Pumps, net metering, full cost, 4% escalation | - | 35 | - | -88647 | - | - | - | - | - | - | - | - | - | [11 empty] | 881918 | 946792
LT Heat Pumps, no PV, full cost |  |  | 2.25 | LT Heat Pumps, no PV, full cost, $2.25 propane rate ¦ REopt Web Tool ¦ REopt Energy Integration & Optimization ¦ NLR | ASHP | 2: Full replacement heating | LT Heat Pumps, no PV, full cost, $2.25 propane rate | 47.85212, -122.56923 | Roofspace only | 8000 | PSE: 24 | - | 100 | - | propane | 2.25 | https://drive.google.com/file/d/1Xl5WOtWsJzfbC-Y8nCxkp4Y4Mozirc_L/view?usp=drive_link | 2024 | https://drive.google.com/file/d/12MjGV739OVxdOUym7sn516wQM4dv51MR/view?usp=drive_link | 100 | 2024 | 83.07 | 25 | 2.5 | 6 | 7.8 | 0 | - | Small Commercial | - | Rooftop, Fixed | 335.4 | 10.7 | 0 | No MACRS | 0% | - | - | - | - | - | - | - | - | - | - | - | - | - | 0 | https://drive.google.com/file/d/1jrpu40DzxTFYY6LiD8LJLWmYTYBMVds2/view?usp=drive_link | 1 | 10 | No MACRS | 0% | LT Heat Pumps, net metering, full cost, 6% escalation | - | 35 | - | -23165 | - | - | - | - | - | - | - | - | - | [11 empty] | 944781 | 946792
LT Heat Pumps, no PV, full cost |  |  | 2.5 | LT Heat Pumps, no PV, full cost, $2.50 propane rate ¦ REopt Web Tool ¦ REopt Energy Integration & Optimization ¦ NLR | ASHP | 2: Full replacement heating | LT Heat Pumps, no PV, full cost, $2.50 propane rate | 47.85212, -122.56923 | Roofspace only | 8000 | PSE: 24 | - | 100 | - | propane | 2.5 | https://drive.google.com/file/d/1Xl5WOtWsJzfbC-Y8nCxkp4Y4Mozirc_L/view?usp=drive_link | 2024 | https://drive.google.com/file/d/12MjGV739OVxdOUym7sn516wQM4dv51MR/view?usp=drive_link | 100 | 2024 | 83.07 | 25 | 2.5 | 6 | 7.8 | 0 | - | Small Commercial | - | Rooftop, Fixed | 335.4 | 10.7 | 0 | No MACRS | 0% | - | - | - | - | - | - | - | - | - | - | - | - | - | 0 | https://drive.google.com/file/d/1jrpu40DzxTFYY6LiD8LJLWmYTYBMVds2/view?usp=drive_link | 1 | 10 | No MACRS | 0% | LT Heat Pumps, net metering, full cost, 8% escalation | - | 35 | - | 42318 | - | - | - | - | - | - | - | - | - | [11 empty] | 1010264 | 946792
LT Heat Pumps, no PV, full cost |  |  | 2.75 | LT Heat Pumps, no PV, full cost, $2.75 propane rate | ASHP | 2: Full replacement heating | LT Heat Pumps, no PV, full cost, $2.75 propane rate | 47.85212, -122.56923 | Roofspace only | 8000 | PSE: 24 | - | 100 | - | propane | 2.75 | https://drive.google.com/file/d/1Xl5WOtWsJzfbC-Y8nCxkp4Y4Mozirc_L/view?usp=drive_link | 2024 | https://drive.google.com/file/d/12MjGV739OVxdOUym7sn516wQM4dv51MR/view?usp=drive_link | 100 | 2024 | 83.07 | 25 | 2.5 | 6 | 7.8 | 0 | - | Small Commercial | - | Rooftop, Fixed | 335.4 | 10.7 | 0 | No MACRS | 0% | - | - | - | - | - | - | - | - | - | - | - | - | - | 0 | https://drive.google.com/file/d/1jrpu40DzxTFYY6LiD8LJLWmYTYBMVds2/view?usp=drive_link | 1 | 10 | No MACRS | 0% | LT Heat Pumps, net metering, full cost, 10% escalation | - | 35 | - | 107800 | - | - | - | - | - | - | - | - | - | [11 empty] | 1075746 | 946792
LT Heat Pumps, net metering, full cost |  |  | 1.5 | LT Heat Pumps, net metering, full cost, $1.50 propane rate | ASHP, PV | 2: Full replacement heating | LT Heat Pumps, net metering, full cost, $1.50 propane rate | 47.85212, -122.56923 | Roofspace only | 8000 | PSE: 25 | Net metering | 100 | - | propane | 1.5 | https://drive.google.com/file/d/1Xl5WOtWsJzfbC-Y8nCxkp4Y4Mozirc_L/view?usp=drive_link | 2024 | https://drive.google.com/file/d/12MjGV739OVxdOUym7sn516wQM4dv51MR/view?usp=drive_link | 100 | 2024 | 83.07 | 25 | 2.5 | 6 | 7.8 | 0 | - | Small Commercial | 2220 | Rooftop, Fixed | 335.4 | 10.7 | 0 | No MACRS | 0% | - | - | - | - | - | - | - | - | - | - | - | - | - | 0 | https://drive.google.com/file/d/1jrpu40DzxTFYY6LiD8LJLWmYTYBMVds2/view?usp=drive_link | 1 | 10 | No MACRS | 0% | $3,900 ¦ REopt Web Tool ¦ REopt Energy Integration & Optimization ¦ NLR | 80 | 35 | - | -59515 |  | - | [18 empty] | 727179 | 786695
LT Heat Pumps, net metering, full cost |  |  | 1.75 | LT Heat Pumps, net metering, full cost, $1.75 propane rate | ASHP, PV | 2: Full replacement heating | LT Heat Pumps, net metering, full cost, $1.75 propane rate | 47.85212, -122.56923 | Roofspace only | 8000 | PSE: 25 | Net metering | 100 | - | propane | 1.75 | https://drive.google.com/file/d/1Xl5WOtWsJzfbC-Y8nCxkp4Y4Mozirc_L/view?usp=drive_link | 2024 | https://drive.google.com/file/d/12MjGV739OVxdOUym7sn516wQM4dv51MR/view?usp=drive_link | 100 | 2024 | 83.07 | 25 | 2.5 | 6 | 7.8 | 0 | - | Small Commercial | 2220 | Rooftop, Fixed | 335.4 | 10.7 | 0 | No MACRS | 0% | - | - | - | - | - | - | - | - | - | - | - | - | - | 0 | https://drive.google.com/file/d/1jrpu40DzxTFYY6LiD8LJLWmYTYBMVds2/view?usp=drive_link | 1 | 10 | No MACRS | 0% | $4,100 ¦ REopt Web Tool ¦ REopt Energy Integration & Optimization ¦ NLR | 80 | 35 | - | 5967 |  | - | [18 empty] | 792662 | 786695
LT Heat Pumps, net metering, full cost |  |  | 2 | LT Heat Pumps, net metering, full cost, $2.00 propane rate | ASHP, PV | 2: Full replacement heating | LT Heat Pumps, net metering, full cost, $2.00 propane rate | 47.85212, -122.56923 | Roofspace only | 8000 | PSE: 25 | Net metering | 100 | - | propane | 2 | https://drive.google.com/file/d/1Xl5WOtWsJzfbC-Y8nCxkp4Y4Mozirc_L/view?usp=drive_link | 2024 | https://drive.google.com/file/d/12MjGV739OVxdOUym7sn516wQM4dv51MR/view?usp=drive_link | 100 | 2024 | 83.07 | 25 | 2.5 | 6 | 7.8 | 0 | - | Small Commercial | 2220 | Rooftop, Fixed | 335.4 | 10.7 | 0 | No MACRS | 0% | - | - | - | - | - | - | - | - | - | - | - | - | - | 0 | https://drive.google.com/file/d/1jrpu40DzxTFYY6LiD8LJLWmYTYBMVds2/view?usp=drive_link | 1 | 10 | No MACRS | 0% | $4,300 ¦ REopt Web Tool ¦ REopt Energy Integration & Optimization ¦ NLR | 80 | 35 | - | 71450 |  | - | [18 empty] | 858145 | 786695
LT Heat Pumps, net metering, full cost |  |  | 2.25 | LT Heat Pumps, net metering, full cost, $2.25 propane rate | ASHP, PV | 2: Full replacement heating | LT Heat Pumps, net metering, full cost, $2.25 propane rate | 47.85212, -122.56923 | Roofspace only | 8000 | PSE: 25 | Net metering | 100 | - | propane | 2.25 | https://drive.google.com/file/d/1Xl5WOtWsJzfbC-Y8nCxkp4Y4Mozirc_L/view?usp=drive_link | 2024 | https://drive.google.com/file/d/12MjGV739OVxdOUym7sn516wQM4dv51MR/view?usp=drive_link | 100 | 2024 | 83.07 | 25 | 2.5 | 6 | 7.8 | 0 | - | Small Commercial | 2220 | Rooftop, Fixed | 335.4 | 10.7 | 0 | No MACRS | 0% | - | - | - | - | - | - | - | - | - | - | - | - | - | 0 | https://drive.google.com/file/d/1jrpu40DzxTFYY6LiD8LJLWmYTYBMVds2/view?usp=drive_link | 1 | 10 | No MACRS | 0% | $4,500 ¦ REopt Web Tool ¦ REopt Energy Integration & Optimization ¦ NLR | 80 | 35 | - | 136932 |  | - | [18 empty] | 923627 | 786695
LT Heat Pumps, net metering, full cost |  |  | 2.5 | LT Heat Pumps, net metering, full cost, $2.50 propane rate | ASHP, PV | 2: Full replacement heating | LT Heat Pumps, net metering, full cost, $2.50 propane rate | 47.85212, -122.56923 | Roofspace only | 8000 | PSE: 25 | Net metering | 100 | - | propane | 2.5 | https://drive.google.com/file/d/1Xl5WOtWsJzfbC-Y8nCxkp4Y4Mozirc_L/view?usp=drive_link | 2024 | https://drive.google.com/file/d/12MjGV739OVxdOUym7sn516wQM4dv51MR/view?usp=drive_link | 100 | 2024 | 83.07 | 25 | 2.5 | 6 | 7.8 | 0 | - | Small Commercial | 2220 | Rooftop, Fixed | 335.4 | 10.7 | 0 | No MACRS | 0% | - | - | - | - | - | - | - | - | - | - | - | - | - | 0 | https://drive.google.com/file/d/1jrpu40DzxTFYY6LiD8LJLWmYTYBMVds2/view?usp=drive_link | 1 | 10 | No MACRS | 0% | $4,700 ¦ REopt Web Tool ¦ REopt Energy Integration & Optimization ¦ NLR | 80 | 35 | - | 202415 |  | - | [18 empty] | 989110 | 786695
LT Heat Pumps, net metering, full cost |  |  | 2.75 | LT Heat Pumps, net metering, full cost, $2.75 propane rate | ASHP, PV | 2: Full replacement heating | LT Heat Pumps, net metering, full cost, $2.75 propane rate | 47.85212, -122.56923 | Roofspace only | 8000 | PSE: 25 | Net metering | 100 | - | propane | 2.75 | https://drive.google.com/file/d/1Xl5WOtWsJzfbC-Y8nCxkp4Y4Mozirc_L/view?usp=drive_link | 2024 | https://drive.google.com/file/d/12MjGV739OVxdOUym7sn516wQM4dv51MR/view?usp=drive_link | 100 | 2024 | 83.07 | 25 | 2.5 | 6 | 7.8 | 0 | - | Small Commercial | 2220 | Rooftop, Fixed | 335.4 | 10.7 | 0 | No MACRS | 0% | - | - | - | - | - | - | - | - | - | - | - | - | - | 0 | https://drive.google.com/file/d/1jrpu40DzxTFYY6LiD8LJLWmYTYBMVds2/view?usp=drive_link | 1 | 10 | No MACRS | 0% | $4,700 ¦ REopt Web Tool ¦ REopt Energy Integration & Optimization ¦ NLR | 80 | 35 | - | 267897 |  | - | [18 empty] | 1054592 | 786695
LT Heat Pumps, net billing, full cost |  |  | 1.5 | LT Heat Pumps, net billing, full cost, 0% escalation | ASHP, PV | 2: Full replacement heating | LT Heat Pumps, net billing, full cost, $1.50 propane rate | 47.85212, -122.56923 | Roofspace only | 8000 | PSE: 25 | Net billing | - | 0.06713 | propane | 1.5 | https://drive.google.com/file/d/1Xl5WOtWsJzfbC-Y8nCxkp4Y4Mozirc_L/view?usp=drive_link | 2024 | https://drive.google.com/file/d/12MjGV739OVxdOUym7sn516wQM4dv51MR/view?usp=drive_link | 100 | 2024 | 83.07 | 25 | 2.5 | 6 | 7.8 | 0 | - | Small Commercial | 2220 | Rooftop, Fixed | 335.4 | 10.7 | 0 | No MACRS | 0% | - | - | - | - | - | - | - | - | - | - | - | - | - | 0 | https://drive.google.com/file/d/1jrpu40DzxTFYY6LiD8LJLWmYTYBMVds2/view?usp=drive_link | 1 | 10 | No MACRS | 0% | LT Heat Pumps, net billing, full cost, 0% escalation |  | 35 | - | -167512 |  | - | [18 empty] | 727179 | 894691
LT Heat Pumps, net billing, full cost |  |  | 1.75 | LT Heat Pumps, net billing, full cost, $1.75 propane rate | ASHP, PV | 2: Full replacement heating | LT Heat Pumps, net billing, full cost, $1.75 propane rate | 47.85212, -122.56923 | Roofspace only | 8000 | PSE: 25 | Net billing | - | 0.06713 | propane | 1.75 | https://drive.google.com/file/d/1Xl5WOtWsJzfbC-Y8nCxkp4Y4Mozirc_L/view?usp=drive_link | 2024 | https://drive.google.com/file/d/12MjGV739OVxdOUym7sn516wQM4dv51MR/view?usp=drive_link | 100 | 2024 | 83.07 | 25 | 2.5 | 6 | 7.8 | 0 | - | Small Commercial | 2220 | Rooftop, Fixed | 335.4 | 10.7 | 0 | No MACRS | 0% | - | - | - | - | - | - | - | - | - | - | - | - | - | 0 | https://drive.google.com/file/d/1jrpu40DzxTFYY6LiD8LJLWmYTYBMVds2/view?usp=drive_link | 1 | 10 | No MACRS | 0% | LT Heat Pumps, net billing, full cost, 2% escalation |  | 35 | - | -102029 |  | - | [18 empty] | 792662 | 894691
LT Heat Pumps, net billing, full cost |  |  | 2 | LT Heat Pumps, net billing, full cost, $2.00 propane rate | ASHP, PV | 2: Full replacement heating | LT Heat Pumps, net billing, full cost, $2.00 propane rate | 47.85212, -122.56923 | Roofspace only | 8000 | PSE: 25 | Net billing | - | 0.06713 | propane | 2 | https://drive.google.com/file/d/1Xl5WOtWsJzfbC-Y8nCxkp4Y4Mozirc_L/view?usp=drive_link | 2024 | https://drive.google.com/file/d/12MjGV739OVxdOUym7sn516wQM4dv51MR/view?usp=drive_link | 100 | 2024 | 83.07 | 25 | 2.5 | 6 | 7.8 | 0 | - | Small Commercial | 2220 | Rooftop, Fixed | 335.4 | 10.7 | 0 | No MACRS | 0% | - | - | - | - | - | - | - | - | - | - | - | - | - | 0 | https://drive.google.com/file/d/1jrpu40DzxTFYY6LiD8LJLWmYTYBMVds2/view?usp=drive_link | 1 | 10 | No MACRS | 0% | LT Heat Pumps, net billing, full cost, 4% escalation |  | 35 | - | -36546 |  | - | [18 empty] | 858145 | 894691
LT Heat Pumps, net billing, full cost |  |  | 2.25 | LT Heat Pumps, net billing, full cost, $2.25 propane rate | ASHP, PV | 2: Full replacement heating | LT Heat Pumps, net billing, full cost, $2.25 propane rate | 47.85212, -122.56923 | Roofspace only | 8000 | PSE: 25 | Net billing | - | 0.06713 | propane | 2.25 | https://drive.google.com/file/d/1Xl5WOtWsJzfbC-Y8nCxkp4Y4Mozirc_L/view?usp=drive_link | 2024 | https://drive.google.com/file/d/12MjGV739OVxdOUym7sn516wQM4dv51MR/view?usp=drive_link | 100 | 2024 | 83.07 | 25 | 2.5 | 6 | 7.8 | 0 | - | Small Commercial | 2220 | Rooftop, Fixed | 335.4 | 10.7 | 0 | No MACRS | 0% | - | - | - | - | - | - | - | - | - | - | - | - | - | 0 | https://drive.google.com/file/d/1jrpu40DzxTFYY6LiD8LJLWmYTYBMVds2/view?usp=drive_link | 1 | 10 | No MACRS | 0% | LT Heat Pumps, net billing, full cost, 6% escalation |  | 35 | - | 28936 |  | - | [18 empty] | 923627 | 894691
LT Heat Pumps, net billing, full cost |  |  | 2.5 | LT Heat Pumps, net billing, full cost, $2.50 propane rate | ASHP, PV | 2: Full replacement heating | LT Heat Pumps, net billing, full cost, $2.50 propane rate | 47.85212, -122.56923 | Roofspace only | 8000 | PSE: 25 | Net billing | - | 0.06713 | propane | 2.5 | https://drive.google.com/file/d/1Xl5WOtWsJzfbC-Y8nCxkp4Y4Mozirc_L/view?usp=drive_link | 2024 | https://drive.google.com/file/d/12MjGV739OVxdOUym7sn516wQM4dv51MR/view?usp=drive_link | 100 | 2024 | 83.07 | 25 | 2.5 | 6 | 7.8 | 0 | - | Small Commercial | 2220 | Rooftop, Fixed | 335.4 | 10.7 | 0 | No MACRS | 0% | - | - | - | - | - | - | - | - | - | - | - | - | - | 0 | https://drive.google.com/file/d/1jrpu40DzxTFYY6LiD8LJLWmYTYBMVds2/view?usp=drive_link | 1 | 10 | No MACRS | 0% | LT Heat Pumps, net billing, full cost, 8% escalation |  | 35 | - | 94419 |  | - | [18 empty] | 989110 | 894691
LT Heat Pumps, net billing, full cost |  |  | 2.75 | LT Heat Pumps, net billing, full cost, $2.75 propane rate | ASHP, PV | 2: Full replacement heating | LT Heat Pumps, net billing, full cost, $2.75 propane rate | 47.85212, -122.56923 | Roofspace only | 8000 | PSE: 25 | Net billing | - | 0.06713 | propane | 2.75 | https://drive.google.com/file/d/1Xl5WOtWsJzfbC-Y8nCxkp4Y4Mozirc_L/view?usp=drive_link | 2024 | https://drive.google.com/file/d/12MjGV739OVxdOUym7sn516wQM4dv51MR/view?usp=drive_link | 100 | 2024 | 83.07 | 25 | 2.5 | 6 | 7.8 | 0 | - | Small Commercial | 2220 | Rooftop, Fixed | 335.4 | 10.7 | 0 | No MACRS | 0% | - | - | - | - | - | - | - | - | - | - | - | - | - | 0 | https://drive.google.com/file/d/1jrpu40DzxTFYY6LiD8LJLWmYTYBMVds2/view?usp=drive_link | 1 | 10 | No MACRS | 0% | LT Heat Pumps, net billing, full cost, 10% escalation |  | 35 | - | 159901 |  | - | [18 empty] | 1054592 | 894691
If direct equation they clearly follow, you don't need to bother with running all - would also be useful to plot as a curve
Life Cycle Savings
Annual existing heating system fuel cost ($/gallon) | No PV | Net metering | Net billing
1.5 | -219612 | -59515 | -167512
1.75 | -154130 | 5967 | -102029
2 | -88647 | 71450 | -36546
2.25 | -23165 | 136932 | 28936
2.5 | 42318 | 202415 | 94419
2.75 | 107800 | 267897 | 159901
BAU Life Cycle Costs
Annual existing heating system fuel cost ($/gallon) | All Scenarios
1.5 | 776333
1.75 | 841816
2.01 | 909918
2.25 | 972781
2.5 | 1038264
2.75 | 1103746

## HT Heat Pumps with Battery
Scenario | 1-hour Battery | 2-hour Battery | 4-hour Battery | Net metering | Net billing | Full cost (25 year) | NPV savings (10 year) | REopt Results: | Select Technologies to Evaluate | Air-Source Heat Pump configuration | Evaluation name | Site location (latitude, longitude) | PV & wind space available | Roofspace available (sq ft) | Electricity rate | Compensation type | Net metering system size limit (kW) | Net billing compensation for all exports ($/kWh) | Existing heating system fuel type | Annual existing heating system fuel cost ($/gallon) | Upload typical electric load profile | Year of load profile | Upload typical heating load profile | Space heating load percent of total heating load (%) | Year of load profile | Existing heating system efficiency (% HHV-basis) | Analysis period (years) | Host discount rate, nominal (%) | Electricity cost escalation rate, nominal (%/year) | Existing heating system fuel cost escalation rate, nominal (%/year) | Host effective tax rate (%) | Emissions | Size class | System capital cost ($/kW-DC) | Array type | Array azimuth (deg) | Array tilt (deg) | Federal Incentive based on percentage of cost (%) | MACRS schedule | MACRS bonus depreciation | Energy capacity cost ($/kWh) | Power capacity cost ($/kW) | Constant cost ($) | Minimum energy capacity (kWh) | Maximum energy capacity (kWh) | Energy capacity replacement cost ($/kWh) | Power capacity replacement cost ($/kWh) | Constant replacement cost ($) | Minimum power capacity (kW) | Maximum power capacity (kW) | Federal Incentive based on percentage of cost (%) | MACRS schedule | MACRS bonus depreciation | Total installed cost ($/ton) | Upload COP Table | Heat pump capacity sizing factor | Resistive heating back-up temperature threshold (°F) | MACRS schedule | MACRS bonus depreciation | REopt Results: | Optimized PV size (kW) | Optimized ASHP size (tonnes) | Optimized Battery Power and Capacity (kW/kWh) | Potential Life Cycle Savings | Avg. Annual Grid Serving Load (kWh) | Avg. Annual Grid Charging Battery (kWh) | Avg. Annual Grid Total Electricity Consumed (kWh) | Avg. Annual PV Serving Load (kWh) | Avg. Annual PV Charging Battery (kWh) | Avg. Annual PV Exported to Grid (kWh) | Avg. Annual PV Curtailment (kWh) | Avg. Annual PV Total Electricity Produced (kWh) | Avg. Annual Battery Serving Load (kWh) | BAU Average Annual Energy Supplied from Grid (kWh) | New System Average Annual Energy Supplied from Grid (kWh) | Difference in Avg. Annual Energy Supplied from Grid | BAU Annual Renewable Electricity (% of electricity consumed) | Avoided CO2e Emissions throughout Analysis Period | BAU Total Year 1 Elec Cost - Pre-Tax | New Total Year 1 Elec Cost - Pre-Tax | Difference Total Year 1 Elec Cost | BAU Total Full Period Elec Cost | New Total Full Period Elec Cost | Difference in Full Period Utility Cost | BAU Total Life Cycle Costs | New Total Life Cycle Costs | Difference in Total life cycle costs | New System Net Present Value | Payback Period for PV/ASHP (yrs)
HT Heat Pumps, net metering, 1 hour battery, full cost | [7 empty] | HT Heat Pumps, net metering, 1 hour battery, full cost ¦ REopt Web Tool ¦ REopt Energy Integration & Optimization ¦ NLR | ASHP, Battery, PV | 2: Full replacement heating | HT Heat Pumps, net metering, 1 hour battery, full cost | 47.85212, -122.56923 | Roofspace only | 8000 | PSE: 25 | Net metering | 100 | - | propane | 2.01 | https://drive.google.com/file/d/1Xl5WOtWsJzfbC-Y8nCxkp4Y4Mozirc_L/view?usp=drive_link | 2024 | https://drive.google.com/file/d/12MjGV739OVxdOUym7sn516wQM4dv51MR/view?usp=drive_link | 100 | 2024 | 83.07 | 25 | 2.5 | 6 | 7.8 | 0 | - | Small Commercial | 2220 | Rooftop, Fixed | 335.4 | 10.7 | 0 | No MACRS | 0% | 495 | 665 | 8066 | 25 | 25 | 346.5 | 465.5 | 5646.2 | 25 | 25 | 0% | No MACRS | 0% | 0 | https://drive.google.com/file/d/16UAUdtQOC8qioWbnM096MsZ4fLvZ1Viy/view?usp=drive_link | 1 | 30 | No MACRS | 0% | HT Heat Pumps, net metering, 1 hour battery, full cost ¦ REopt Web Tool ¦ REopt Energy Integration & Optimization ¦ NLR |  |  |  | -241084
HT Heat Pumps, net metering, 1 hour battery, free capital | [7 empty] | HT Heat Pumps, net metering, 1 hour battery, free capital ¦ REopt Web Tool ¦ REopt Energy Integration & Optimization ¦ NLR | ASHP, Battery, PV | 2: Full replacement heating | HT Heat Pumps, net metering, 1 hour battery, free capital | 47.85212, -122.56923 | Roofspace only | 8000 | PSE: 25 | Net metering | 100 | - | propane | 2.01 | https://drive.google.com/file/d/1Xl5WOtWsJzfbC-Y8nCxkp4Y4Mozirc_L/view?usp=drive_link | 2024 | https://drive.google.com/file/d/12MjGV739OVxdOUym7sn516wQM4dv51MR/view?usp=drive_link | 100 | 2024 | 83.07 | 10 | 2.5 | 6 | 7.8 | 0 | - | Small Commercial | 0 | Rooftop, Fixed | 335.4 | 10.7 | 0 | No MACRS | 0% | 0 | 0 | 0 | 25 | 25 | 0 | 0 | 0 | 25 | 25 | 0% | No MACRS | 0% | 0 | https://drive.google.com/file/d/16UAUdtQOC8qioWbnM096MsZ4fLvZ1Viy/view?usp=drive_link | 1 | 30 | No MACRS | 0% | HT Heat Pumps, net metering, 1 hour battery, free capital ¦ REopt Web Tool ¦ REopt Energy Integration & Optimization ¦ NLR |  |  |  | 41287
HT Heat Pumps, net billing, 1 hour battery, full cost | [7 empty] | HT Heat Pumps, net billing, 1 hour battery, full cost ¦ REopt Web Tool ¦ REopt Energy Integration & Optimization ¦ NLR | ASHP, Battery, PV | 2: Full replacement heating | HT Heat Pumps, net billing, 1 hour battery, full cost | 47.85212, -122.56923 | Roofspace only | 8000 | PSE: 25 | Net billing | - | 0.06713 | propane | 2.01 | https://drive.google.com/file/d/1Xl5WOtWsJzfbC-Y8nCxkp4Y4Mozirc_L/view?usp=drive_link | 2024 | https://drive.google.com/file/d/12MjGV739OVxdOUym7sn516wQM4dv51MR/view?usp=drive_link | 100 | 2024 | 83.07 | 25 | 2.5 | 6 | 7.8 | 0 | - | Small Commercial | 2220 | Rooftop, Fixed | 335.4 | 10.7 | 0 | No MACRS | 0% | 495 | 665 | 8066 | 25 | 25 | 346.5 | 465.5 | 5646.2 | 25 | 25 | 0% | No MACRS | 0% | 0 | https://drive.google.com/file/d/16UAUdtQOC8qioWbnM096MsZ4fLvZ1Viy/view?usp=drive_link | 1 | 30 | No MACRS | 0% | HT Heat Pumps, net billing, 1 hour battery, full cost ¦ REopt Web Tool ¦ REopt Energy Integration & Optimization ¦ NLR |  |  |  | -330906
HT Heat Pumps, net billing, 1 hour battery, free capital | [7 empty] | HT Heat Pumps, net billing, 1 hour battery, free capital ¦ REopt Web Tool ¦ REopt Energy Integration & Optimization ¦ NLR | ASHP, Battery, PV | 2: Full replacement heating | HT Heat Pumps, net billing, 1 hour battery, free capital | 47.85212, -122.56923 | Roofspace only | 8000 | PSE: 25 | Net billing | - | 0.06713 | propane | 2.01 | https://drive.google.com/file/d/1Xl5WOtWsJzfbC-Y8nCxkp4Y4Mozirc_L/view?usp=drive_link | 2024 | https://drive.google.com/file/d/12MjGV739OVxdOUym7sn516wQM4dv51MR/view?usp=drive_link | 100 | 2024 | 83.07 | 10 | 2.5 | 6 | 7.8 | 0 | - | Small Commercial | 0 | Rooftop, Fixed | 335.4 | 10.7 | 0 | No MACRS | 0% | 0 | 0 | 0 | 25 | 25 | 0 | 0 | 0 | 25 | 25 | 0% | No MACRS | 0% | 0 | https://drive.google.com/file/d/16UAUdtQOC8qioWbnM096MsZ4fLvZ1Viy/view?usp=drive_link | 1 | 30 | No MACRS | 0% | HT Heat Pumps, net billing, 1 hour battery, free capital ¦ REopt Web Tool ¦ REopt Energy Integration & Optimization ¦ NLR |  |  |  | 11828
HT Heat Pumps, net metering, 2 hour battery, full cost | [7 empty] | HT Heat Pumps, net metering, 2 hour battery, full cost ¦ REopt Web Tool ¦ REopt Energy Integration & Optimization ¦ NLR | ASHP, Battery, PV | 2: Full replacement heating | HT Heat Pumps, net metering, 2 hour battery, full cost | 47.85212, -122.56923 | Roofspace only | 8000 | PSE: 25 | Net metering | 100 | - | propane | 2.01 | https://drive.google.com/file/d/1Xl5WOtWsJzfbC-Y8nCxkp4Y4Mozirc_L/view?usp=drive_link | 2024 | https://drive.google.com/file/d/12MjGV739OVxdOUym7sn516wQM4dv51MR/view?usp=drive_link | 100 | 2024 | 83.07 | 25 | 2.5 | 6 | 7.8 | 0 | - | Small Commercial | 2220 | Rooftop, Fixed | 335.4 | 10.7 | 0 | No MACRS | 0% | 495 | 665 | 8066 | 50 | 50 | 346.5 | 465.5 | 5646.2 | 25 | 25 | 0% | No MACRS | 0% | 0 | https://drive.google.com/file/d/16UAUdtQOC8qioWbnM096MsZ4fLvZ1Viy/view?usp=drive_link | 1 | 30 | No MACRS | 0% | HT Heat Pumps, net metering, 2 hour battery, full cost ¦ REopt Web Tool ¦ REopt Energy Integration & Optimization ¦ NLR |  |  |  | -266401
HT Heat Pumps, net metering, 2 hour battery, free capital | [7 empty] | HT Heat Pumps, net metering, 2 hour battery, free capital ¦ REopt Web Tool ¦ REopt Energy Integration & Optimization ¦ NLR | ASHP, Battery, PV | 2: Full replacement heating | HT Heat Pumps, net metering, 2 hour battery, free capital | 47.85212, -122.56923 | Roofspace only | 8000 | PSE: 25 | Net metering | 100 | - | propane | 2.01 | https://drive.google.com/file/d/1Xl5WOtWsJzfbC-Y8nCxkp4Y4Mozirc_L/view?usp=drive_link | 2024 | https://drive.google.com/file/d/12MjGV739OVxdOUym7sn516wQM4dv51MR/view?usp=drive_link | 100 | 2024 | 83.07 | 10 | 2.5 | 6 | 7.8 | 0 | - | Small Commercial | 0 | Rooftop, Fixed | 335.4 | 10.7 | 0 | No MACRS | 0% | 0 | 0 | 0 | 50 | 50 | 0 | 0 | 0 | 25 | 25 | 0% | No MACRS | 0% | 0 | https://drive.google.com/file/d/16UAUdtQOC8qioWbnM096MsZ4fLvZ1Viy/view?usp=drive_link | 1 | 30 | No MACRS | 0% | HT Heat Pumps, net metering, 2 hour battery, free capital ¦ REopt Web Tool ¦ REopt Energy Integration & Optimization ¦ NLR |  |  |  | 41768
HT Heat Pumps, net billing, 2 hour battery, full cost | [7 empty] | HT Heat Pumps, net billing, 2 hour battery, full cost ¦ REopt Web Tool ¦ REopt Energy Integration & Optimization ¦ NLR | ASHP, Battery, PV | 2: Full replacement heating | HT Heat Pumps, net billing, 2 hour battery, full cost | 47.85212, -122.56923 | Roofspace only | 8000 | PSE: 25 | Net billing | - | 0.06713 | propane | 2.01 | https://drive.google.com/file/d/1Xl5WOtWsJzfbC-Y8nCxkp4Y4Mozirc_L/view?usp=drive_link | 2024 | https://drive.google.com/file/d/12MjGV739OVxdOUym7sn516wQM4dv51MR/view?usp=drive_link | 100 | 2024 | 83.07 | 25 | 2.5 | 6 | 7.8 | 0 | - | Small Commercial | 2220 | Rooftop, Fixed | 335.4 | 10.7 | 0 | No MACRS | 0% | 495 | 665 | 8066 | 50 | 50 | 346.5 | 465.5 | 5646.2 | 25 | 25 | 0% | No MACRS | 0% | 0 | https://drive.google.com/file/d/16UAUdtQOC8qioWbnM096MsZ4fLvZ1Viy/view?usp=drive_link | 1 | 30 | No MACRS | 0% | HT Heat Pumps, net billing, 2 hour battery, full cost ¦ REopt Web Tool ¦ REopt Energy Integration & Optimization ¦ NLR |  |  |  | -343896
HT Heat Pumps, net billing, 2 hour battery, free capital | [7 empty] | HT Heat Pumps, net billing, 2 hour battery, free capital ¦ REopt Web Tool ¦ REopt Energy Integration & Optimization ¦ NLR | ASHP, Battery, PV | 2: Full replacement heating | HT Heat Pumps, net billing, 2 hour battery, free capital | 47.85212, -122.56923 | Roofspace only | 8000 | PSE: 25 | Net billing | - | 0.06713 | propane | 2.01 | https://drive.google.com/file/d/1Xl5WOtWsJzfbC-Y8nCxkp4Y4Mozirc_L/view?usp=drive_link | 2024 | https://drive.google.com/file/d/12MjGV739OVxdOUym7sn516wQM4dv51MR/view?usp=drive_link | 100 | 2024 | 83.07 | 10 | 2.5 | 6 | 7.8 | 0 | - | Small Commercial | 0 | Rooftop, Fixed | 335.4 | 10.7 | 0 | No MACRS | 0% | 0 | 0 | 0 | 50 | 50 | 0 | 0 | 0 | 25 | 25 | 0% | No MACRS | 0% | 0 | https://drive.google.com/file/d/16UAUdtQOC8qioWbnM096MsZ4fLvZ1Viy/view?usp=drive_link | 1 | 30 | No MACRS | 0% | HT Heat Pumps, net billing, 2 hour battery, free capital ¦ REopt Web Tool ¦ REopt Energy Integration & Optimization ¦ NLR |  |  |  | 16210
HT Heat Pumps, net metering, 4 hour battery, full cost | [7 empty] | HT Heat Pumps, net metering, 4 hour battery, full cost ¦ REopt Web Tool ¦ REopt Energy Integration & Optimization ¦ NLR | ASHP, Battery, PV | 2: Full replacement heating | HT Heat Pumps, net metering, 4 hour battery, full cost | 47.85212, -122.56923 | Roofspace only | 8000 | PSE: 25 | Net metering | 100 | - | propane | 2.01 | https://drive.google.com/file/d/1Xl5WOtWsJzfbC-Y8nCxkp4Y4Mozirc_L/view?usp=drive_link | 2024 | https://drive.google.com/file/d/12MjGV739OVxdOUym7sn516wQM4dv51MR/view?usp=drive_link | 100 | 2024 | 83.07 | 25 | 2.5 | 6 | 7.8 | 0 | - | Small Commercial | 2220 | Rooftop, Fixed | 335.4 | 10.7 | 0 | No MACRS | 0% | 495 | 665 | 8066 | 100 | 100 | 346.5 | 465.5 | 5646.2 | 25 | 25 | 0% | No MACRS | 0% | 0 | https://drive.google.com/file/d/16UAUdtQOC8qioWbnM096MsZ4fLvZ1Viy/view?usp=drive_link | 1 | 30 | No MACRS | 0% | HT Heat Pumps, net metering, 4 hour battery, full cost ¦ REopt Web Tool ¦ REopt Energy Integration & Optimization ¦ NLR |  |  |  | -318776
HT Heat Pumps, net metering, 4 hour battery, free capital | [7 empty] | HT Heat Pumps, net metering, 4 hour battery, free capital ¦ REopt Web Tool ¦ REopt Energy Integration & Optimization ¦ NLR | ASHP, Battery, PV | 2: Full replacement heating | HT Heat Pumps, net metering, 4 hour battery, free capital | 47.85212, -122.56923 | Roofspace only | 8000 | PSE: 25 | Net metering | 100 | - | propane | 2.01 | https://drive.google.com/file/d/1Xl5WOtWsJzfbC-Y8nCxkp4Y4Mozirc_L/view?usp=drive_link | 2024 | https://drive.google.com/file/d/12MjGV739OVxdOUym7sn516wQM4dv51MR/view?usp=drive_link | 100 | 2024 | 83.07 | 10 | 2.5 | 6 | 7.8 | 0 | - | Small Commercial | 0 | Rooftop, Fixed | 335.4 | 10.7 | 0 | No MACRS | 0% | 0 | 0 | 0 | 100 | 100 | 0 | 0 | 0 | 25 | 25 | 0% | No MACRS | 0% | 0 | https://drive.google.com/file/d/16UAUdtQOC8qioWbnM096MsZ4fLvZ1Viy/view?usp=drive_link | 1 | 30 | No MACRS | 0% | HT Heat Pumps, net metering, 4 hour battery, free capital ¦ REopt Web Tool ¦ REopt Energy Integration & Optimization ¦ NLR |  |  |  | 42207
HT Heat Pumps, net billing, 4 hour battery, full cost | [7 empty] | HT Heat Pumps, net billing, 4 hour battery, full cost ¦ REopt Web Tool ¦ REopt Energy Integration & Optimization ¦ NLR | ASHP, Battery, PV | 2: Full replacement heating | HT Heat Pumps, net billing, 4 hour battery, full cost | 47.85212, -122.56923 | Roofspace only | 8000 | PSE: 25 | Net billing | - | 0.06713 | propane | 2.01 | https://drive.google.com/file/d/1Xl5WOtWsJzfbC-Y8nCxkp4Y4Mozirc_L/view?usp=drive_link | 2024 | https://drive.google.com/file/d/12MjGV739OVxdOUym7sn516wQM4dv51MR/view?usp=drive_link | 100 | 2024 | 83.07 | 25 | 2.5 | 6 | 7.8 | 0 | - | Small Commercial | 2220 | Rooftop, Fixed | 335.4 | 10.7 | 0 | No MACRS | 0% | 495 | 665 | 8066 | 100 | 100 | 346.5 | 465.5 | 5646.2 | 25 | 25 | 0% | No MACRS | 0% | 0 | https://drive.google.com/file/d/16UAUdtQOC8qioWbnM096MsZ4fLvZ1Viy/view?usp=drive_link | 1 | 30 | No MACRS | 0% | HT Heat Pumps, net billing, 4 hour battery, full cost ¦ REopt Web Tool ¦ REopt Energy Integration & Optimization ¦ NLR |  |  |  | -379926
HT Heat Pumps, net billing, 4 hour battery, free capital | [7 empty] | HT Heat Pumps, net billing, 4 hour battery, free capital ¦ REopt Web Tool ¦ REopt Energy Integration & Optimization ¦ NLR | ASHP, Battery, PV | 2: Full replacement heating | HT Heat Pumps, net billing, 4 hour battery, free capital | 47.85212, -122.56923 | Roofspace only | 8000 | PSE: 25 | Net billing | - | 0.06713 | propane | 2.01 | https://drive.google.com/file/d/1Xl5WOtWsJzfbC-Y8nCxkp4Y4Mozirc_L/view?usp=drive_link | 2024 | https://drive.google.com/file/d/12MjGV739OVxdOUym7sn516wQM4dv51MR/view?usp=drive_link | 100 | 2024 | 83.07 | 10 | 2.5 | 6 | 7.8 | 0 | - | Small Commercial | 0 | Rooftop, Fixed | 335.4 | 10.7 | 0 | No MACRS | 0% | 0 | 0 | 0 | 100 | 100 | 0 | 0 | 0 | 25 | 25 | 0% | No MACRS | 0% | 0 | https://drive.google.com/file/d/16UAUdtQOC8qioWbnM096MsZ4fLvZ1Viy/view?usp=drive_link | 1 | 30 | No MACRS | 0% | HT Heat Pumps, net billing, 4 hour battery, free capital ¦ REopt Web Tool ¦ REopt Energy Integration & Optimization ¦ NLR |  |  |  | 21739
Peak demand: 66.9 kW

## Electric Boiler with Battery
Scenario | 1-hour Battery | 2-hour Battery | 4-hour Battery | Net metering | Net billing | Full cost (25 year) | NPV savings (10 year) | REopt Results: | Select Technologies to Evaluate | Air-Source Heat Pump configuration | Evaluation name | Site location (latitude, longitude) | PV & wind space available | Roofspace available (sq ft) | Electricity rate | Compensation type | Net metering system size limit (kW) | Net billing compensation for all exports ($/kWh) | Existing heating system fuel type | Annual existing heating system fuel cost ($/gallon) | Upload typical electric load profile | Year of load profile | Upload typical heating load profile | Space heating load percent of total heating load (%) | Year of load profile | Existing heating system efficiency (% HHV-basis) | Analysis period (years) | Host discount rate, nominal (%) | Electricity cost escalation rate, nominal (%/year) | Existing heating system fuel cost escalation rate, nominal (%/year) | Host effective tax rate (%) | Emissions | Size class | System capital cost ($/kW-DC) | Array type | Array azimuth (deg) | Array tilt (deg) | Federal Incentive based on percentage of cost (%) | MACRS schedule | MACRS bonus depreciation | Energy capacity cost ($/kWh) | Power capacity cost ($/kW) | Constant cost ($) | Minimum energy capacity (kWh) | Maximum energy capacity (kWh) | Energy capacity replacement cost ($/kWh) | Power capacity replacement cost ($/kWh) | Constant replacement cost ($) | Minimum power capacity (kW) | Maximum power capacity (kW) | Federal Incentive based on percentage of cost (%) | MACRS schedule | MACRS bonus depreciation | Total installed cost ($/ton) | Upload COP Table | Heat pump capacity sizing factor | Resistive heating back-up temperature threshold (°F) | MACRS schedule | MACRS bonus depreciation | REopt Results: | Optimized PV size (kW) | Optimized ASHP size (tonnes) | Optimized Battery Power and Capacity (kW/kWh) | Potential Life Cycle Savings | Avg. Annual Grid Serving Load (kWh) | Avg. Annual Grid Charging Battery (kWh) | Avg. Annual Grid Total Electricity Consumed (kWh) | Avg. Annual PV Serving Load (kWh) | Avg. Annual PV Charging Battery (kWh) | Avg. Annual PV Exported to Grid (kWh) | Avg. Annual PV Curtailment (kWh) | Avg. Annual PV Total Electricity Produced (kWh) | Avg. Annual Battery Serving Load (kWh) | Non-PV Average Annual Energy Supplied from Grid (kWh) | PV System Average Annual Energy Supplied from Grid (kWh) | Difference in Avg. Annual Energy Supplied from Grid | w/PV Annual Renewable Electricity (% of electricity consumed) | PV Avoided CO2e Emissions throughout Analysis Period | Non-PV Total Year 1 Elec Cost - Pre-Tax | PV Total Year 1 Elec Cost - Pre-Tax | Difference Total Year 1 Elec Cost | Non-PV Total Full Period Elec Cost | PV Total Full Period Elec Cost | Difference in Full Period Utility Cost | Non-PV Total Life Cycle Costs | PV/Battery Total Life Cycle Costs | Difference in Total life cycle costs | w/PV/ Battery Net Present Value | Payback Period for PV /Battery (yrs)
Electric Boiler, net metering, 1 hour battery, full cost | [7 empty] | Electric boiler, net metering, 1 hour battery, full cost ¦ REopt Web Tool ¦ REopt Energy Integration & Optimization ¦ NLR | ASHP, Battery, PV | 2: Full replacement heating | Electric Boiler, net metering, 1 hour battery, full cost | 47.85212, -122.56923 | Roofspace only | 8000 | PSE: 25 | Net metering | 100 | - | propane | 2.01 | https://drive.google.com/file/d/1Xl5WOtWsJzfbC-Y8nCxkp4Y4Mozirc_L/view?usp=drive_link | 2024 | https://drive.google.com/file/d/12MjGV739OVxdOUym7sn516wQM4dv51MR/view?usp=drive_link | 100 | 2024 | 83.07 | 25 | 2.5 | 6 | 7.8 | 0 | - | Small Commercial | 2220 | Rooftop, Fixed | 335.4 | 10.7 | 0 | No MACRS | 0% | 495 | 665 | 8066 | 50 | 50 | 346.5 | 465.5 | 5646.2 | 50 | 50 | 0% | No MACRS | 0% | 0 | https://drive.google.com/file/d/1ierMR5pp-9e4Oh1RndrdR-TIpi-DdJ91/view?usp=drive_link | 1 | 10 | No MACRS | 0% | Electric boiler, net metering, 1 hour battery, full cost ¦ REopt Web Tool ¦ REopt Energy Integration & Optimization ¦ NLR | 80 | 26 | 50;50 | -879489 | 209753 | 258 | 209753 | 33445 | 7131 | 21262 | 0 | 61838 | 6654 | 44197 | 209753 | 165556 | 24% | 1183 | 8394 | 34328 | 25934 | 334284 | 1367129 | 1032845 | 860764 | 1740253 | 879489 | -879489 | 0
Electric Boiler, net metering, 1 hour battery, free capital | [7 empty] | Electric boiler, net metering, 1 hour battery, free capital ¦ REopt Web Tool ¦ REopt Energy Integration & Optimization ¦ NLR | ASHP, Battery, PV | 2: Full replacement heating | Electric Boiler, net metering, 1 hour battery, free capital | 47.85212, -122.56923 | Roofspace only | 8000 | PSE: 25 | Net metering | 100 | - | propane | 2.01 | https://drive.google.com/file/d/1Xl5WOtWsJzfbC-Y8nCxkp4Y4Mozirc_L/view?usp=drive_link | 2024 | https://drive.google.com/file/d/12MjGV739OVxdOUym7sn516wQM4dv51MR/view?usp=drive_link | 100 | 2024 | 83.07 | 10 | 2.5 | 6 | 7.8 | 0 | - | Small Commercial | 0 | Rooftop, Fixed | 335.4 | 10.7 | 0 | No MACRS | 0% | 0 | 0 | 0 | 50 | 50 | 0 | 0 | 0 | 50 | 50 | 0% | No MACRS | 0% | 0 | https://drive.google.com/file/d/1ierMR5pp-9e4Oh1RndrdR-TIpi-DdJ91/view?usp=drive_link | 1 | 10 | No MACRS | 0% | Electric boiler, net metering, 1 hour battery, free capital ¦ REopt Web Tool ¦ REopt Energy Integration & Optimization ¦ NLR | 80 | 26 | 50;50 | -133329 | 208561 | 257 | 208818 | 34269 | 7254 | 23118 | 0 | 64641 | 6764 | 44197 | 208818 | 164621 | 26% | 469 | 8394 | 33900 | 25506 | 101431 | 409659 | 308228 | 297130 | 430459 | 133329 | -133329 | 0
Electric Boiler, net billing, 1 hour battery, full cost | [7 empty] | Electric boiler, net billing, 1 hour battery, full cost ¦ REopt Web Tool ¦ REopt Energy Integration & Optimization ¦ NLR | ASHP, Battery, PV | 2: Full replacement heating | Electric Boiler, net billing, 1 hour battery, full cost | 47.85212, -122.56923 | Roofspace only | 8000 | PSE: 25 | Net billing | - | 0.06713 | propane | 2.01 | https://drive.google.com/file/d/1Xl5WOtWsJzfbC-Y8nCxkp4Y4Mozirc_L/view?usp=drive_link | 2024 | https://drive.google.com/file/d/12MjGV739OVxdOUym7sn516wQM4dv51MR/view?usp=drive_link | 100 | 2024 | 83.07 | 25 | 2.5 | 6 | 7.8 | 0 | - | Small Commercial | 2220 | Rooftop, Fixed | 335.4 | 10.7 | 0 | No MACRS | 0% | 495 | 665 | 8066 | 50 | 50 | 346.5 | 465.5 | 5646.2 | 50 | 50 | 0% | No MACRS | 0% | 0 | https://drive.google.com/file/d/1ierMR5pp-9e4Oh1RndrdR-TIpi-DdJ91/view?usp=drive_link | 1 | 10 | No MACRS | 0% | Electric boiler, net billing, 1 hour battery, full cost ¦ REopt Web Tool ¦ REopt Energy Integration & Optimization ¦ NLR | 80 | 26 | 50;50 | -948014 | 209286 | 222 | 209508 | 33450 | 7393 | 20994 | 0 | 61838 | 6857 | 44197 | 209508 | 165311 | 24% | 1183 | 8394 | 36049 | 27655 | 334284 | 1435654 | 1101370 | 860764 | 1808778 | 948014 | -948014 | 0
Electric Boiler, net billing, 1 hour battery, free capital | [7 empty] | Electric boiler, net billing, 1 hour battery, free capital ¦ REopt Web Tool ¦ REopt Energy Integration & Optimization ¦ NLR | ASHP, Battery, PV | 2: Full replacement heating | Electric Boiler, net billing, 1 hour battery, free capital | 47.85212, -122.56923 | Roofspace only | 8000 | PSE: 25 | Net billing | - | 0.06713 | propane | 2.01 | https://drive.google.com/file/d/1Xl5WOtWsJzfbC-Y8nCxkp4Y4Mozirc_L/view?usp=drive_link | 2024 | https://drive.google.com/file/d/12MjGV739OVxdOUym7sn516wQM4dv51MR/view?usp=drive_link | 100 | 2024 | 83.07 | 10 | 2.5 | 6 | 7.8 | 0 | - | Small Commercial | 0 | Rooftop, Fixed | 335.4 | 10.7 | 0 | No MACRS | 0% | 0 | 0 | 0 | 50 | 50 | 0 | 0 | 0 | 50 | 50 | 0% | No MACRS | 0% | 0 | https://drive.google.com/file/d/1ierMR5pp-9e4Oh1RndrdR-TIpi-DdJ91/view?usp=drive_link | 1 | 10 | No MACRS | 0% | Electric boiler, net billing, 1 hour battery, free capital ¦ REopt Web Tool ¦ REopt Energy Integration & Optimization ¦ NLR | 80 | 26 | 50;50 | -155932 | 208310 | 237 | 208547 | 34291 | 7529 | 22821 | 0 | 64641 | 6992 | 44197 | 208547 | 164350 | 26% | 469 | 8394 | 35771 | 27377 | 101431 | 432262 | 330831 | 297130 | 453062 | 155932 | -155932 | 0
Electric Boiler, net metering, 2 hour battery, full cost | [7 empty] | Electric boiler, net metering, 2 hour battery, full cost ¦ REopt Web Tool ¦ REopt Energy Integration & Optimization ¦ NLR | ASHP, Battery, PV | 2: Full replacement heating | Electric Boiler, net metering, 2 hour battery, full cost | 47.85212, -122.56923 | Roofspace only | 8000 | PSE: 25 | Net metering | 100 | - | propane | 2.01 | https://drive.google.com/file/d/1Xl5WOtWsJzfbC-Y8nCxkp4Y4Mozirc_L/view?usp=drive_link | 2024 | https://drive.google.com/file/d/12MjGV739OVxdOUym7sn516wQM4dv51MR/view?usp=drive_link | 100 | 2024 | 83.07 | 25 | 2.5 | 6 | 7.8 | 0 | - | Small Commercial | 2220 | Rooftop, Fixed | 335.4 | 10.7 | 0 | No MACRS | 0% | 495 | 665 | 8066 | 100 | 100 | 346.5 | 465.5 | 5646.2 | 50 | 50 | 0% | No MACRS | 0% | 0 | https://drive.google.com/file/d/1ierMR5pp-9e4Oh1RndrdR-TIpi-DdJ91/view?usp=drive_link | 1 | 10 | No MACRS | 0% | Electric boiler, net metering, 2 hour battery, full cost ¦ REopt Web Tool ¦ REopt Energy Integration & Optimization ¦ NLR | 80 | 26 | 50;100 | -924987 | 205123 | 625 | 205748 | 33416 | 11645 | 16777 | 0 | 61838 | 11054 | 44197 | 205748 | 161551 | 24% | 1184 | 8394 | 34121 | 25727 | 334284 | 1358855 | 1024571 | 860764 | 1785751 | 924987 | -924987 | 0
Electric Boiler, net metering, 2 hour battery, free capital | [7 empty] | Electric boiler, net metering, 2 hour battery, free capital ¦ REopt Web Tool ¦ REopt Energy Integration & Optimization ¦ NLR | ASHP, Battery, PV | 2: Full replacement heating | Electric Boiler, net metering, 2 hour battery, free capital | 47.85212, -122.56923 | Roofspace only | 8000 | PSE: 25 | Net metering | 100 | - | propane | 2.01 | https://drive.google.com/file/d/1Xl5WOtWsJzfbC-Y8nCxkp4Y4Mozirc_L/view?usp=drive_link | 2024 | https://drive.google.com/file/d/12MjGV739OVxdOUym7sn516wQM4dv51MR/view?usp=drive_link | 100 | 2024 | 83.07 | 10 | 2.5 | 6 | 7.8 | 0 | - | Small Commercial | 0 | Rooftop, Fixed | 335.4 | 10.7 | 0 | No MACRS | 0% | 0 | 0 | 0 | 100 | 100 | 0 | 0 | 0 | 50 | 50 | 0% | No MACRS | 0% | 0 | https://drive.google.com/file/d/1ierMR5pp-9e4Oh1RndrdR-TIpi-DdJ91/view?usp=drive_link | 1 | 10 | No MACRS | 0% | Electric boiler, net metering, 2 hour battery, free capital ¦ REopt Web Tool ¦ REopt Energy Integration & Optimization ¦ NLR | 80 | 26 | 50;100 | -130805 | 204114 | 620 | 204734 | 34233 | 11863 | 18544 | 0 | 64641 | 11246 | 44197 | 204734 | 160537 | 25% | 469 | 8394 | 33691 | 25297 | 101431 | 407135 | 305704 | 297130 | 427935 | 130805 | -130805 | 0
Electric Boiler, net billing, 2 hour battery, full cost | [7 empty] | Electric boiler, net billing, 2 hour battery, full cost ¦ REopt Web Tool ¦ REopt Energy Integration & Optimization ¦ NLR | ASHP, Battery, PV | 2: Full replacement heating | Electric Boiler, net billing, 2 hour battery, full cost | 47.85212, -122.56923 | Roofspace only | 8000 | PSE: 25 | Net billing | - | 0.06713 | propane | 2.01 | https://drive.google.com/file/d/1Xl5WOtWsJzfbC-Y8nCxkp4Y4Mozirc_L/view?usp=drive_link | 2024 | https://drive.google.com/file/d/12MjGV739OVxdOUym7sn516wQM4dv51MR/view?usp=drive_link | 100 | 2024 | 83.07 | 25 | 2.5 | 6 | 7.8 | 0 | - | Small Commercial | 2220 | Rooftop, Fixed | 335.4 | 10.7 | 0 | No MACRS | 0% | 495 | 665 | 8066 | 100 | 100 | 346.5 | 465.5 | 5646.2 | 50 | 50 | 0% | No MACRS | 0% | 0 | https://drive.google.com/file/d/1ierMR5pp-9e4Oh1RndrdR-TIpi-DdJ91/view?usp=drive_link | 1 | 10 | No MACRS | 0% | Electric boiler, net billing, 2 hour battery, full cost ¦ REopt Web Tool ¦ REopt Energy Integration & Optimization ¦ NLR | 80 | 26 | 50;100 | -978750 | 204903 | 554 | 205457 | 33429 | 11947 | 16461 | 0 | 61838 | 11261 | 44197 | 205457 | 161260 | 24% | 1184 | 8394 | 35470 | 27076 | 334284 | 1412617 | 1078333 | 860764 | 1839513 | 978749 | -978749 | 0
Electric Boiler, net billing, 2 hour battery, free capital | [7 empty] | Electric boiler, net billing, 2 hour battery, free capital ¦ REopt Web Tool ¦ REopt Energy Integration & Optimization ¦ NLR | ASHP, Battery, PV | 2: Full replacement heating | Electric Boiler, net billing, 2 hour battery, free capital | 47.85212, -122.56923 | Roofspace only | 8000 | PSE: 25 | Net billing | - | 0.06713 | propane | 2.01 | https://drive.google.com/file/d/1Xl5WOtWsJzfbC-Y8nCxkp4Y4Mozirc_L/view?usp=drive_link | 2024 | https://drive.google.com/file/d/12MjGV739OVxdOUym7sn516wQM4dv51MR/view?usp=drive_link | 100 | 2024 | 83.07 | 10 | 2.5 | 6 | 7.8 | 0 | - | Small Commercial | 0 | Rooftop, Fixed | 335.4 | 10.7 | 0 | No MACRS | 0% | 0 | 0 | 0 | 100 | 100 | 0 | 0 | 0 | 50 | 50 | 0% | No MACRS | 0% | 0 | https://drive.google.com/file/d/1ierMR5pp-9e4Oh1RndrdR-TIpi-DdJ91/view?usp=drive_link | 1 | 10 | No MACRS | 0% | Electric boiler, net billing, 2 hour battery, free capital ¦ REopt Web Tool ¦ REopt Energy Integration & Optimization ¦ NLR | 80 | 26 | 50;100 | -148820 | 203825 | 569 | 204394 | 34266 | 12200 | 18174 | 0 | 64641 | 11502 | 44197 | 204394 | 160197 | 25% | 469 | 8394 | 35182 | 26788 | 101431 | 425150 | 323719 | 297130 | 445950 | 148820 | -148820 | 0
Electric Boiler, net metering, 4 hour battery, full cost | [7 empty] | Electric boiler, net metering, 4 hour battery, full cost ¦ REopt Web Tool ¦ REopt Energy Integration & Optimization ¦ NLR | ASHP, Battery, PV | 2: Full replacement heating | Electric Boiler, net metering, 4 hour battery, full cost | 47.85212, -122.56923 | Roofspace only | 8000 | PSE: 25 | Net metering | 100 | - | propane | 2.01 | https://drive.google.com/file/d/1Xl5WOtWsJzfbC-Y8nCxkp4Y4Mozirc_L/view?usp=drive_link | 2024 | https://drive.google.com/file/d/12MjGV739OVxdOUym7sn516wQM4dv51MR/view?usp=drive_link | 100 | 2024 | 83.07 | 25 | 2.5 | 6 | 7.8 | 0 | - | Small Commercial | 2220 | Rooftop, Fixed | 335.4 | 10.7 | 0 | No MACRS | 0% | 495 | 665 | 8066 | 200 | 200 | 346.5 | 465.5 | 5646.2 | 50 | 50 | 0% | No MACRS | 0% | 0 | https://drive.google.com/file/d/1ierMR5pp-9e4Oh1RndrdR-TIpi-DdJ91/view?usp=drive_link | 1 | 10 | No MACRS | 0% | Electric boiler, net metering, 4 hour battery, full cost ¦ REopt Web Tool ¦ REopt Energy Integration & Optimization ¦ NLR | 80 | 26 | 50;200 | -1023212 | 201224 | 1212 | 202436 | 33224 | 15580 | 13034 | 0 | 61838 | 15146 | 44197 | 202436 | 158239 | 24% | 1185 | 8394 | 33886 | 25492 | 334284 | 1349534 | 1015250 | 860764 | 1883976 | 1023212 | -1023212 | 0
Electric Boiler, net metering, 4 hour battery, free capital | [7 empty] | Electric boiler, net metering, 4 hour battery, free capital ¦ REopt Web Tool ¦ REopt Energy Integration & Optimization ¦ NLR | ASHP, Battery, PV | 2: Full replacement heating | Electric Boiler, net metering, 4 hour battery, free capital | 47.85212, -122.56923 | Roofspace only | 8000 | PSE: 25 | Net metering | 100 | - | propane | 2.01 | https://drive.google.com/file/d/1Xl5WOtWsJzfbC-Y8nCxkp4Y4Mozirc_L/view?usp=drive_link | 2024 | https://drive.google.com/file/d/12MjGV739OVxdOUym7sn516wQM4dv51MR/view?usp=drive_link | 100 | 2024 | 83.07 | 10 | 2.5 | 6 | 7.8 | 0 | - | Small Commercial | 0 | Rooftop, Fixed | 335.4 | 10.7 | 0 | No MACRS | 0% | 0 | 0 | 0 | 200 | 200 | 0 | 0 | 0 | 50 | 50 | 0% | No MACRS | 0% | 0 | https://drive.google.com/file/d/1ierMR5pp-9e4Oh1RndrdR-TIpi-DdJ91/view?usp=drive_link | 1 | 10 | No MACRS | 0% | Electric boiler, net metering, 4 hour battery, free capital ¦ REopt Web Tool ¦ REopt Energy Integration & Optimization ¦ NLR | 80 | 26 | 50;200 | -127969 | 199976 | 1315 | 201291 | 34146 | 15840 | 14655 | 0 | 64641 | 15472 | 44197 | 201291 | 157094 | 25% | 469 | 8394 | 33456 | 25062 | 101431 | 404299 | 302868 | 297130 | 425099 | 127969 | -127969 | 0
Electric Boiler, net billing, 4 hour battery, full cost | [7 empty] | Electric boiler, net billing, 4 hour battery, full cost ¦ REopt Web Tool ¦ REopt Energy Integration & Optimization ¦ NLR | ASHP, Battery, PV | 2: Full replacement heating | Electric Boiler, net billing, 4 hour battery, full cost | 47.85212, -122.56923 | Roofspace only | 8000 | PSE: 25 | Net billing | - | 0.06713 | propane | 2.01 | https://drive.google.com/file/d/1Xl5WOtWsJzfbC-Y8nCxkp4Y4Mozirc_L/view?usp=drive_link | 2024 | https://drive.google.com/file/d/12MjGV739OVxdOUym7sn516wQM4dv51MR/view?usp=drive_link | 100 | 2024 | 83.07 | 25 | 2.5 | 6 | 7.8 | 0 | - | Small Commercial | 2220 | Rooftop, Fixed | 335.4 | 10.7 | 0 | No MACRS | 0% | 495 | 665 | 8066 | 200 | 200 | 346.5 | 465.5 | 5646.2 | 50 | 50 | 0% | No MACRS | 0% | 0 | https://drive.google.com/file/d/1ierMR5pp-9e4Oh1RndrdR-TIpi-DdJ91/view?usp=drive_link | 1 | 10 | No MACRS | 0% | Electric boiler, net billing, 4 hour battery, full cost ¦ REopt Web Tool ¦ REopt Energy Integration & Optimization ¦ NLR | 80 | 26 | 50;200 | -1064731 | 200983 | 1153 | 202136 | 33333 | 15786 | 12719 | 0 | 61838 | 15277 | 44197 | 202136 | 157939 | 24% | 1185 | 8394 | 34928 | 26534 | 334284 | 1391053 | 1056769 | 860764 | 1925494 | 1064730 | -1064730 | 0
Electric Boiler, net billing, 4 hour battery, free capital | [7 empty] | Electric boiler, net billing, 4 hour battery, free capital ¦ REopt Web Tool ¦ REopt Energy Integration & Optimization ¦ NLR | ASHP, Battery, PV | 2: Full replacement heating | Electric Boiler, net billing, 4 hour battery, free capital | 47.85212, -122.56923 | Roofspace only | 8000 | PSE: 25 | Net billing | - | 0.06713 | propane | 2.01 | https://drive.google.com/file/d/1Xl5WOtWsJzfbC-Y8nCxkp4Y4Mozirc_L/view?usp=drive_link | 2024 | https://drive.google.com/file/d/12MjGV739OVxdOUym7sn516wQM4dv51MR/view?usp=drive_link | 100 | 2024 | 83.07 | 10 | 2.5 | 6 | 7.8 | 0 | - | Small Commercial | 0 | Rooftop, Fixed | 335.4 | 10.7 | 0 | No MACRS | 0% | 0 | 0 | 0 | 200 | 200 | 0 | 0 | 0 | 50 | 50 | 0% | No MACRS | 0% | 0 | https://drive.google.com/file/d/1ierMR5pp-9e4Oh1RndrdR-TIpi-DdJ91/view?usp=drive_link | 1 | 10 | No MACRS | 0% | Electric boiler, net billing, 4 hour battery, free capital ¦ REopt Web Tool ¦ REopt Energy Integration & Optimization ¦ NLR | 80 | 26 | 50;200 | -142063 | 199787 | 1100 | 200887 | 34099 | 16318 | 14224 | 0 | 64641 | 15708 | 44197 | 200887 | 156690 | 25% | 469 | 8394 | 34623 | 26229 | 101431 | 418393 | 316962 | 297130 | 439193 | 142063 | -142063 | 0
Peak demand: 100.5 kW

## Heating Scenario Results Summar
Full cost (25 years):
| # of Heating Equipment | Heating Equipment Cost | FCU scale factor | # of new FCU | FCU Cost | Total heating CAPEX | Fuel cost | Electricity cost (no PV) | OPEX (no PV): | OPEX savings (no PV): | CAPEX (no PV): | CAPEX savings (no PV): | Life cycle cost (no PV): | Life cycle savings (no PV): | PV CAPEX (net metering): | PV OPEX (net metering): | Electricity cost (net metering) | OPEX (net metering): | OPEX savings (net metering): | CAPEX (net metering): | CAPEX savings (net metering): | Life cycle cost (net metering): | Life cycle savings (net metering): | PV CAPEX (net billing): | PV OPEX (net billing): | Electricity cost (net billing) | OPEX (net billing): | OPEX savings (net billing): | CAPEX (net billing): | CAPEX savings (net billing): | Life cycle cost (net billing): | Life cycle savings (net billing):
Broken controls | 1 | 28000 | 1 | 0 | 0 | 28000 | 561315 | 355438 | 916753 | 0 | 28000 | 0 | 944753 | 0 | - | - | - | - | - | - | - | - | - | - | - | - | - | - | - | - | - | -
Fixed controls | 1 | 28000 | 1 | 0 | 0 | 28000 | 526480 | 355438 | 881918 | 34835 | 28000 | 0 | 909918 | 34835 | - | - | - | - | - | - | - | - | - | - | - | - | - | - | - | - | - | -
LT-ASHP (Schedule 25) | 4 | 76000 | 1.5 | 2 | 6000 | 88000 | 0 | 946792 | 946792 | -30039 | 88000 | -60000 | 1034792 | -90039 | 177600 | 52000 | 557095 | 609095 | 307658 | 265600 | -237600 | 874695 | 70058 | 122048 | 35735 | 736908 | 772643 | 144110 | 210048 | -182048 | 982691 | -37938
LT-ASHP (Schedule 24) | 4 | 76000 | 1.5 | 2 | 6000 | 88000 | 0 | 1040295 | 1040295 | -123542 | 88000 | -60000 | 1128295 | -183542 | 177600 | 52000 | 558241 | 610241 | 306512 | 265600 | -237600 | 875841 | 68912 | 156589 | 45848 | 759711 | 805559 | 111194 | 244589 | -216589 | 1050148 | -105395
HT-ASHP | 4 | 88000 | 1 | 0 | 0 | 88000 | 0 | 1183586 | 1183586 | -266833 | 88000 | -60000 | 1271586 | -326833 | 177600 | 52000 | 796398 | 848398 | 68355 | 265600 | -237600 | 1113998 | -169245 | 146530 | 42903 | 939924 | 982827 | -66074 | 234530 | -206530 | 1217357 | -272604
Electric Boiler | 1 | 25000 | 1 | 0 | 0 | 25000 | 0 | 1774216 | 1774216 | -857463 | 25000 | 3000 | 1799216 | -854463 | 177600 | 52000 | 1391171 | 1443171 | -526418 | 202600 | -174600 | 1645771 | -701018 | 177600 | 52000 | 1483406 | 1535406 | -618653 | 202600 | -174600 | 1738006 | -793253
Free capital (10 years):
| # of Heating Equipment | Heating Equipment Cost | FCU scale factor | # of extra FCU | FCU Cost | Total heating CAPEX | Fuel cost | Electricity cost (no PV) | OPEX (no PV): | OPEX savings (no PV): | CAPEX (no PV): | CAPEX savings (no PV): | Life cycle cost (no PV): | Life cycle savings (no PV): | PV CAPEX (net metering): | PV OPEX (net metering): | Electricity cost (net metering) | OPEX (net metering): | OPEX savings (net metering): | CAPEX (net metering): | CAPEX savings (net metering): | Life cycle cost (net metering): | Life cycle savings (net metering): | PV CAPEX (net billing): | PV OPEX (net billing): | Electricity cost (net billing) | OPEX (net billing): | OPEX savings (net billing): | CAPEX (net billing): | CAPEX savings (net billing): | Life cycle cost (net billing): | Life cycle savings (net billing):
Broken controls | 1 | 0 | 1 | 0 | 0 | 0 | 208647 | 107850 | 316497 | 0 | 0 | 0 | 316497 | 0 | - | - | - | - | - | - | - | - | - | - | - | - | - | - | - | - | - | -
Fixed controls | 1 | 0 | 1 | 0 | 0 | 0 | 195699 | 107850 | 303549 | 12948 | 0 | 0 | 303549 | 12948 | - | - | - | - | - | - | - | - | - | - | - | - | - | - | - | - | - | -
LT-ASHP (Schedule 25) | 4 | 0 | 1.5 | 2 | 0 | 0 | 0 | 287284 | 287284 | 29213 | 0 | 0 | 287284 | 29213 | 0 | 20800 | 163852 | 184652 | 131845 | 0 | 0 | 184652 | 131845 | 0 | 20800 | 199758 | 220558 | 95939 | 0 | 0 | 220558 | 95939
LT-ASHP (Schedule 24) | 4 | 0 | 1.5 | 2 | 0 | 0 | 0 | 315656 | 315656 | 841 | 0 | 0 | 315656 | 841 | 0 | 20800 | 162759 | 183559 | 132938 | 0 | 0 | 183559 | 132938 | 0 | 20800 | 219375 | 240175 | 76322 | 0 | 0 | 240175 | 76322
HT-ASHP | 4 | 0 | 1 | 0 | 0 | 0 | 0 | 359134 | 359134 | -42637 | 0 | 0 | 359134 | -42637 | 0 | 20800 | 236464 | 257264 | 59233 | 0 | 0 | 257264 | 59233 | 0 | 20800 | 270283 | 291083 | 25414 | 0 | 0 | 291083 | 25414
Electric Boiler | 1 | 0 | 1 | 0 | 0 | 0 | 0 | 538348 | 538348 | -221851 | 0 | 0 | 538348 | -221851 | 0 | 20800 | 416945 | 437745 | -121248 | 0 | 0 | 437745 | -121248 | 0 | 20800 | 446884 | 467684 | -151187 | 0 | 0 | 467684 | -151187
Notes:
REopt does not automatically put BAU on Schedule 24
REopt is comparing new solutions to fixed controls
We did not specify equipment CAPEX in REopt
These calculations handle all three of those things

## Battery Results Summary
Replace with formula calculations when we have more time:
Net metering 80 kW CAPEX: | 177600
Net metering 80 kW PV + 10 kWh battery CAPEX: | 208028
Net billing 58 kW PV + 10 kWh battery CAPEX: | 158805
10 kWh battery CAPEX: | 30428
58 kW PV CAPEX: | 128377
Net metering 80 kW PV + 20 kWh battery CAPEX: | 215689
Net billing 61 kW PV + 20 kWh battery CAPEX: | 173836
20 kWh battery CAPEX: | 38089
61 kW PV CAPEX: | 135747
Net metering 80 kW PV + 40 kWh battery CAPEX: | 231010
Net billing 68 kW PV + 40 kWh battery CAPEX: | 205379
40 kWh battery CAPEX: | 53410
68 kW PV CAPEX: | 151969

## Schedule 24 vs. Schedule 25 Res
Replace with formula calculations when we have more time: